## Pro-DB Distribution Boards
Hyperlinks
Pro-DB Distribution Boards | 125A TP&N DBs
250A TP&N DBs
SP&N DBs
TD3_CIRCUIT_PROTECTION
Busbar_Assemblies
Extension_Boxes
Accessories
WALL-MOUNTED ELECTRICAL DISTRIBUTION
PRO-DB DISTRIBUTION BOARDS
125A TP & N DBs
| PRO-DB TP & N 125A | Code
| 4 Way 125A DB | TB12504C
| 6 Way 125A DB | TB12506C
| 8 Way 125A DB | TB12508C
| 12 Way 125A DB | TB12512C
| 16 Way 125A DB | TB12516C
| 18 Way 125A DB | TB12518C
| 24 Way 125A DB | TB12524C
| 125A INCOMERS | Code
| 100A 3P SW Disc Incomer 125A DB | SWD1003C
| 100A 4P SW Disc Incomer 125A DB | SWD1004C
| 125A 3P SW Disc Incomer 125A DB | SWD1253C
| 125A 4P SW Disc Incomer 125A DB | SWD1254C
| 63A 4P Contactor Incomer 125A DB* | CON0634C
| 100A 4P Contactor Incomer125A DB* | CON1004C
| 125A Direct Connection Kit 125A DB | DIR125X
| 63A 4P 30MA RCCB Incomer 125A DB | R30063C
| 100A 4P 30MA RCCB Incomer 125A DB | R30100C
| 100A 4P 300MA RCCB Incomer 125A DB | R300100C
| 100A 4P 300MA TD RCCB Incomer 125A DB | R300D100C
* Includes extension box and switch-disconnector
| METERING KITS | Code
| 125A Plug-in Meter Kit | PMK1
WALL-MOUNTED ELECTRICAL DISTRIBUTION
PRO-DB DISTRIBUTION BOARDS
125A TP & N DBs
| 125A HORIZONTAL SEPARATE METERING | Code
| Dual Pulsed Multimeter Kit 125A DB | PMM125C
| Dual Modbus Multimeter Kit 125A DB | MMM125C
| 125A VERTICAL SEPARATE METERING | Code
| 4/16 Way 125A Split DB Inc Meter | TBS416C
| 8/12 Way 125A Split DB Inc Meter | TBS812C
WALL-MOUNTED ELECTRICAL DISTRIBUTION
PRO-DB DISTRIBUTION BOARDS
250A TP & N DBs
| PRO-DB TP & N 250A | Code
| 8 Way 250A DB | TB25008C
| 12 Way 250A DB | TB25012C
| 16 Way 250A DB | TB25016C
| 18 Way 250A DB | TB25018C
| 24 Way 250A DB | TB25024C
| 250A INCOMERS | Code
| 250A 3P MCCB Incomer 250A DB | MLD2503C
| 250A 4P MCCB Incomer 250A DB | MLD2504C
| 250A 3P Sw Disc Incomer 250A DB | SWD2503C
| 250A 4P Sw Disc Incomer 250A DB | SWD2504C
| 250A 4P Direct Connection Kit 250A DB | DIR250X
| 160A 4P Contactor Incomer 250A DB* | CON1604
| 4P 160A Adjustable CBR Incomer | CBR1604C
| 4P 250A Adjustable CBR Incomer | CBR2504C
| 125A 3P MCCB Incomer 250A DB | MLD1253
*Includes Extension Box & Switch Disconnector
| METERING KITS | Code
| 250A Plug-in Meter Kit | PMK2
| 250A HORIZONTAL SEPARATE METERING | Code
| Dual Pulsed Multimeter Kit 250A DB | PMM250C
| Dual Modbus Multimeter Kit 250A DB | MMM250C
WALL-MOUNTED ELECTRICAL DISTRIBUTION
PRO-DB DISTRIBUTION BOARDS
Busbar Assemblies
| PRO-DB BUSBAR ASSEMBLY 125A | Code
| 4 Way 125A Busbar Assembly | TB12504PA
| 6 Way 125A Busbar Assembly | TB12506PA
| 8 Way 125A Busbar Assembly | TB12508PA
| 12 Way 125A Busbar Assembly | TB12512PA
| 16 Way 125A Busbar Assembly | TB12516PA
| 18 Way 125A Busbar Assembly | TB12518PA
| 24 Way 125A Busbar Assembly | TB12524PA
| PRO-DB BUSBAR ASSEMBLY 250A | Code
| 8 Way 250A Busbar Assembly | TB25008PA
| 12 Way 250A Busbar Assembly | TB25012PA
| 16 Way 250A Busbar Assembly | TB25016PA
| 18 Way 250A Busbar Assembly | TB25018PA
| 24 Way 250A Busbar Assembly | TB25024PA
WALL-MOUNTED ELECTRICAL DISTRIBUTION
PRO-DB DISTRIBUTION BOARDS
TD3 MCBs
| TD3 M10 TYPE B 1P MCBS | Order Code | Catalogue Code
| MCB 1P 10kA B-6A 1M | 100901 | TD3M10061B
| MCB 1P 10kA B-10A 1M | 100918 | TD3M10101B
| MCB 1P 10kA B-16A 1M | 100925 | TD3M10161B
| MCB 1P 10kA B-20A 1M | 100932 | TD3M10201B
| MCB 1P 10kA B-25A 1M | 100949 | TD3M10251B
| MCB 1P 10kA B-32A 1M | 100956 | TD3M10321B
| MCB 1P 10kA B-40A 1M | 100963 | TD3M10401B
| MCB 1P 10kA B-50A 1M | 100970 | TD3M10501B
| MCB 1P 10kA B-63A 1M | 100987 | TD3M10631B
| TD3 M10 TYPE B 3P MCBS | Order Code | Catalogue Code
| MCB 3P 10kA B-6A 3M | 101083 | TD3M10063B
| MCB 3P 10kA B-10A 3M | 101090 | TD3M10103B
| MCB 3P 10kA B-16A 3M | 101106 | TD3M10163B
| MCB 3P 10kA B-20A 3M | 101113 | TD3M10203B
| MCB 3P 10kA B-25A 3M | 101120 | TD3M10253B
| MCB 3P 10kA B-32A 3M | 101137 | TD3M10323B
| MCB 3P 10kA B-40A 3M | 101144 | TD3M10403B
| MCB 3P 10kA B-50A 3M | 101151 | TD3M10503B
| MCB 3P 10kA B-63A 3M | 101168 | TD3M10633B
| TD3 M10 TYPE C 1P MCBS | Order Code | Catalogue Code
| MCB 1P 10kA C-2A 1M | 101267 | TD3M10021C
| MCB 1P 10kA C-4A 1M | 101274 | TD3M10041C
| MCB 1P 10kA C-6A 1M | 101281 | TD3M10061C
| MCB 1P 10kA C-10A 1M | 101298 | TD3M10101C
| MCB 1P 10kA C-16A 1M | 101304 | TD3M10161C
| MCB 1P 10kA C-20A 1M | 101311 | TD3M10201C
| MCB 1P 10kA C-25A 1M | 101328 | TD3M10251C
| MCB 1P 10kA C-32A 1M | 101335 | TD3M10321C
| MCB 1P 10kA C-40A 1M | 101342 | TD3M10401C
| MCB 1P 10kA C-50A 1M | 101359 | TD3M10501C
| MCB 1P 10kA C-63A 1M | 101366 | TD3M10631C
WALL-MOUNTED ELECTRICAL DISTRIBUTION
PRO-DB DISTRIBUTION BOARDS
TD3 MCBs
| TD3 M10 TYPE C 3P MCBS | Order Code | Catalogue Code
| MCB 3P 10kA C-2A 3M | 101571 | TD3M10023C
| MCB 3P 10kA C-4A 3M | 101588 | TD3M10043C
| MCB 3P 10kA C-6A 3M | 101595 | TD3M10063C
| MCB 3P 10kA C-10A 3M | 101601 | TD3M10103C
| MCB 3P 10kA C-16A 3M | 101618 | TD3M10163C
| MCB 3P 10kA C-20A 3M | 101625 | TD3M10203C
| MCB 3P 10kA C-25A 3M | 101632 | TD3M10253C
| MCB 3P 10kA C-32A 3M | 101649 | TD3M10323C
| MCB 3P 10kA C-40A 3M | 101656 | TD3M10403C
| MCB 3P 10kA C-50A 3M | 101663 | TD3M10503C
| MCB 3P 10kA C-63A 3M | 101670 | TD3M10633C
| TD3 M10 TYPE D 1P MCBS | Order Code | Catalogue Code
| MCB 1P 10kA D-0.5A 1M | 102035 | TD3M100051D
| MCB 1P 10kA D-1A 1M | 101908 | TD3M10011D
| MCB 1P 10kA D-2A 1M | 101915 | TD3M10021D
| MCB 1P 10kA D-3A 1M | 101922 | TD3M10031D
| MCB 1P 10kA D-4A 1M | 101939 | TD3M10041D
| MCB 1P 10kA D-6A 1M | 101946 | TD3M10061D
| MCB 1P 10kA D-10A 1M | 101953 | TD3M10101D
| MCB 1P 10kA D-16A 1M | 101960 | TD3M10161D
| MCB 1P 10kA D-20A 1M | 101977 | TD3M10201D
| MCB 1P 10kA D-25A 1M | 101984 | TD3M10251D
| MCB 1P 10kA D-32A 1M | 101991 | TD3M10321D
| MCB 1P 10kA D-40A 1M | 102004 | TD3M10401D
| MCB 1P 10kA D-50A 1M | 102011 | TD3M10501D
| MCB 1P 10kA D-63A 1M | 102028 | TD3M10631D
WALL-MOUNTED ELECTRICAL DISTRIBUTION
PRO-DB DISTRIBUTION BOARDS
TD3 MCBs
| TD3 M10 TYPE D 3P MCBS | Order Code | Catalogue Code
| MCB 3P 10kA D-0.5A 3M | 102318 | TD3M100053D
| MCB 3P 10kA D-1A 3M | 102189 | TD3M10013D
| MCB 3P 10kA D-2A 3M | 102196 | TD3M10023D
| MCB 3P 10kA D-3A 3M | 102202 | TD3M10033D
| MCB 3P 10kA D-4A 3M | 102219 | TD3M10043D
| MCB 3P 10kA D-6A 3M | 102226 | TD3M10063D
| MCB 3P 10kA D-10A 3M | 102233 | TD3M10103D
| MCB 3P 10kA D-16A 3M | 102240 | TD3M10163D
| MCB 3P 10kA D-20A 3M | 102257 | TD3M10203D
| MCB 3P 10kA D-25A 3M | 102264 | TD3M10253D
| MCB 3P 10kA D-32A 3M | 102271 | TD3M10323D
| MCB 3P 10kA D-40A 3M | 102288 | TD3M10403D
| MCB 3P 10kA D-50A 3M | 102295 | TD3M10503D
| MCB 3P 10kA D-63A 3M | 102301 | TD3M10633D
| TD3 RCBO TYPE B SINGLE MODULE | Order Code | Catalogue Code
| RCBO 1P 10kA B-6A 30mA AC | 103674 | TD3RCBO100630MA1BAC
| RCBO 1P 10kA B-10A 30mA AC | 103681 | TD3RCBO101030MA1BAC
| RCBO 1P 10kA B-16A 30mA AC | 103698 | TD3RCBO101630MA1BAC
| RCBO 1P 10kA B-20A 30mA AC | 103704 | TD3RCBO102030MA1BAC
| RCBO 1P 10kA B-25A 30mA AC | 103711 | TD3RCBO102530MA1BAC
| RCBO 1P 10kA B-32A 30mA AC | 103728 | TD3RCBO103230MA1BAC
| RCBO 1P 10kA B-40A 30mA AC | 103735 | TD3RCBO104030MA1BAC
| TD3 RCBO TYPE C SINGLE MODULE | Order Code | Catalogue Code
| RCBO 1P 10kA C-6A 30mA AC | 103742 | TD3RCBO100630MA1CAC
| RCBO 1P 10kA C-10A 30mA AC | 103759 | TD3RCBO101030MA1CAC
| RCBO 1P 10kA C-16A 30mA AC | 103766 | TD3RCBO101630MA1CAC
| RCBO 1P 10kA C-20A 30mA AC | 103773 | TD3RCBO102030MA1CAC
| RCBO 1P 10kA C-25A 30mA AC | 103780 | TD3RCBO102530MA1CAC
| RCBO 1P 10kA C-32A 30mA AC | 103797 | TD3RCBO103230MA1CAC
| RCBO 1P 10kA C-40A 30mA AC | 103803 | TD3RCBO104030MA1CAC
WALL-MOUNTED ELECTRICAL DISTRIBUTION
PRO-DB DISTRIBUTION BOARDS
Extension Boxes
| EXTENSION BOXES | Code
| 1Row 16MOD Din Extension Box 125A DB | TB125DINX16C
| 2Row 32MOD Din Extension Box 125A DB | TB125DINX32C
| 1Row 16MOD Din Extension Box 250A DB | TB250DINX16C
| 2Row 32MOD Din Extension Box 250A DB | TB250DINX32C
| 1Row 16MOD Din Ext Box Glazed 125A DB | TB125DINXG16
| 2Row 32MOD Din Ext Box Glazed 125A DB | TB125DINXG32
| 1Row 16MOD Din Ext Box Glazed 250A DB | TB250DINXG16
| 2Row 32MOD Din Ext Box Glazed 250A DB | TB250DINXG32
| Small Cable Spreader Box 125A DB | TBCABXS125C
| Small Cable Spreader Box 250A DB | TBCABXS250C
| Large Cable Spreader Box 125A DB | TBCABXL125C
| Large Cable Spreader Box 250A DB | TBCABXL250C
| Door Kit for Small Cable Box 125 & 250A | TBCABXSDRC
| Door Kit for Large Cable Box 125 & 250A | TBCABXLDRC
| 4 Way Half-Width Ext Box 125A DB | TBHX12504C
| 6 Way Half-Width Ext Box 125A DB | TBHX12506C
| 8 Way Half-Width Ext Box 125A DB | TBHX12508C
| 8 Way Half-Width Ext Box 250A DB | TBHX25008C
| 12 Way Half-Width Ext Box 125A DB | TBHX12512C
| 12 Way Half-Width Ext Box 250A DB | TBHX25012C
| 16 Way Half-Width Ext Box 125A DB | TBHX12516C
| 16 Way Half-Width Ext Box 250A DB | TBHX25016C
| 18 Way Half-Width Ext Box 250A DB | TBHX25018C
| 24 Way Half-Width Ext Box 250A DB | TBHX25024C
| Contactor Enclosure for 250A DB | TBCONENC250C
| Half-Width Filler Box 125 DB | TBFB125C
| Half-Width Filler Box 250 DB | TBFB250C
WALL-MOUNTED ELECTRICAL DISTRIBUTION
PRO-DB DISTRIBUTION BOARDS
Accessories
| ACCESSORIES | Code
| Meter Data Logger TCP/IP | TACCDATA
| Door Locking Kit for Type B DB 125 & 250A | TBACCLOCK
| Spare Label Pack 125 & 250A | TBACCLAB
| Single Phasing Kit for 125A DB | TBACC1251PK
| Single Phasing Kit for 250A DB | TBACC2501PK
| Touch-up Paint | TBACCPAINT
| 1P Busbar Blank | TBACCBLANK
| Mechanical Connection Kit Horizontal/Vertical | TBACCCONN
| Top Tap Off Kit for125 & 250A 125A & 250A | TBACCTOPTAP
| Blue 100A Flexi Link 300mm | TBACCLINK100ABLUE
| Brown 100A Flexi Link 500mm | TBACCLINK100ABLACK
| Keylock for Type A DB | TAACCLOCK
| 125A 1M Terminal Block | TAACCTER125
| TP Earth Bar Kit High Integrity, 2 x 15 terminals | TBACCEARKIT
| TP Earth Bar Kit Clean, 2 x 15 terminals | TBACCCEARKIT
| Metal Gland Plate - 1.5MM for 125A DB | TBACC125GLS
| Metal Gland Plate - 1.5MM for 250A DB | TBACC250GLS
| Padlock Device for TD3 | TD3LOK

## Pro-Panel Panelboards
Protection and Distribution 1A to 6300A
Hyperlinks
Pro-Panel 2 Panelboards | 400A_Panelboards
800A_Panelboards
800A_MCCB_Incomer_Panelboards
Pro_Panel_2_400____800A_Extension_Boxes and Accessories
WALL-MOUNTED ELECTRICAL DISTRIBUTION
PRO-PANEL 2 PANELBOARDS
400A Panelboards
|  | Outgoing | Code
| 3 Poles | Ways
| Maximum outoing device rating = 125A | 6 | TP4006125
| Outgoing device frame: TB2 Lite S160 | 8 | TP4008125
| Outgoing device poles: 1P or 3P | 12 | TP40012125
|  | 16 | TP40016125
|  | 18 | TP40018125
Incoming Devices for 400A Panelboards
| Incomer Connection Kit |  | Code
| 400A 3P PB Direct Connection Kit |  | DIR400
or
| 400A 3P Links and Shroud Kit |  | INC4004003
| 400A 4P Links and Shroud Kit |  | INC4004004
plus
| 400A 3P Switch Disconnector | S400-NN | 381553
| 400A 3P MCCB Incomer (Electronic) | S400-NE | 379628
| 400A 3P MCCB Incomer (Thermal Magnetic) | S400-CJ | 381430
| 400A 4P Switch Disconnector | S400-NN | 381577
| 400A 4P MCCB Incomer (Electronic) | S400-NE | 379741
| 400A 4P MCCB Incomer (Thermal Magnetic) | S400-CJ | 378652
Optional Accessories for Incomers for 400A Panelboards
| Description |  | Code
| 3P Terminal Cover for Supply Side | (optional) | 081002
| 3P Spreader Bars for Supply Side | (optional) | 010323
| 3P Spreader Terminal Cover for Supply Side | (optional) | 081347
| 4P Terminal Cover for Supply Side | (optional) | 081019
| 4P Spreader Bars for Supply Side | (optional) | 010330
| 4P Spreader Terminal Cover for Supply Side | (optional) | 080814
| Digital Meter Pack 400A PB | (optional) | PMM4
| Padlocking Device for Incomer | (optional) | 037207
WALL-MOUNTED ELECTRICAL DISTRIBUTION
PRO-PANEL 2 PANELBOARDS
Outgoing Devices for 400A Panelboards
MCCBs - Single Pole Fixed Thermal, Fixed Magnetic up to 125A
| Model | In (A) | 1P Code
| E160-SF | 16 | 591761
| Icu = 25 Ka at 400V AC | 20 | 591778
| with cable clamps | 25 | 591785
|  | 32 | 591792
|  | 40 | 591808
|  | 50 | 591815
|  | 63 | 591822
|  | 80 | 591839
|  | 100 | 591846
|  | 125 | 591853
MCCBs - Three Pole Adjustable Thermal, Fixed Magnetic, up to 125A
| Model | IR (A) | 3P Code
| E160-SJ | 16 -25 | 592263
| Icu = 16kA at 400V AC | 25 -40 | 592270
| with cable clamps | 40 -63 | 592287
|  | 50 -80 | 592294
|  | 63 -100 | 592300
|  | 80 -125 | 592317
| Model | IR (A) | 3P Code
| S160-SCJ | 16 -25 | 591983
| Icu = 25kA at 400V AC | 25 -40 | 591990
| with cable clamps | 40 -63 | 592003
|  | 50 -80 | 592010
|  | 63 -100 | 592027
|  | 80 -125 | 592034
| Model | IR (A) | 3P Code
| S160-SJ | 16 -25 | 592546
| Icu = 40kA at 400V AC | 25 -40 | 592553
| with cable clamps | 40 -63 | 592560
|  | 50 -80 | 592577
|  | 63 -100 | 592584
|  | 80 -125 | 592591
WALL-MOUNTED ELECTRICAL DISTRIBUTION
PRO-PANEL 2 PANELBOARDS
800A Panelboards
Maximum outoing device rating = 250A
Outgoing device frame: TB2 Lite S160 (maximum 125A) or TB2 Lite S250
Outgoing device poles: 1P or 3P
|  | Outgoing | Code
| 3 Poles | Ways
| 2 x 250A + 4 x 125A 800A PB | 6 | TP80022504125
| 2 x 250A + 6 x 125A 800A PB | 8 | TP80022506125
| 4 x 250A + 4 x 125A 800A PB | 8 | TP80042504125
| 2 x 250A + 10 x 125A 800A PB | 12 | TP800225010125
| 4 x 250A + 8 x 125A 800A PB | 12 | TP80042508125
| 4 x 250A + 14 x 125A 800A PB | 18 | TP800425014125
| 6 x 250A + 12 x 125A 800A PB | 18 | TP800625012125
Incoming Devices for 800A Panelboards
| Incoming Device |  | Code
| 800A 3P PB Direct Connection Kit |  | DIR800
or
| 400A 3P Links and Shroud Kit |  | INC4008003
| 400A 4P Links and Shroud Kit |  | INC4008004
| 630A 3P Links and Shroud Kit |  | INC6308003
| 630A 4P Links and Shroud Kit |  | INC6308004
| 800A 4P Links and Shroud Kit |  | INC8008004
plus
| 400A 3P Switch Disconnector | S400-NN | 381553
| 400A 3P MCCB Incomer (Electronic) | S400-NE | 379628
| 400A 3P MCCB Incomer (Thermal Magnetic) | S400-CJ | 381430
| 400A 4P Switch Disconnector | S400-NN | 381577
| 400A 4P MCCB Incomer (Electronic) | S400-NE | 379741
| 400A 4P MCCB Incomer (Thermal Magnetic) | S400-CJ | 378652
| 630A 3P Switch Disconnector | S800NN* | SWD6308003
| 630A 3P MCCB Incomer (Electronic) | S800-NE* | 812262
| 630A 3P MCCB Incomer (Thermal Magnetic) | S800-CJ* | 812088
| 630A 4P Switch Disconnector | S800NN* | SWD6308004
| 630A 4P MCCB Incomer (Electronic) | S800-NE* | 812309
| 630A 4P MCCB Incomer (Thermal Magnetic) | S800-CJ* | 812101
| 800A 4P Switch Disconnector |  | SWD8008004
* Order Attach Bars for Busbar Side Connection
WALL-MOUNTED ELECTRICAL DISTRIBUTION
PRO-PANEL 2 PANELBOARDS
Optional Accessories for Incomers for 800A Panelboards
| Description |  | Code
| 400A 3P Spreader Bars for Supply Side | (optional) | 010323
| 400A 3P Terminal Cover for Supply Side | (optional) | 081347
| 400A 4P Spreader Bars for Supply Side | (optional) | 010330
| 400A 4P Terminal Cover for Supply Side | (optional) | 080814
| 630A 3P Attach Bars for Busbar Side | (required) | 215003357
| 630A 4P Attach Bars for Busbar Side | (required) | 215003359
| 630A 3P Attach Bars for Supply Side | (optional) | 215003357
| 630A 3P Terminal Cover for Supply Side | (optional) | 081040
| 630A 4P Attach Bars for Supply Side | (optional) | 215003359
| 630A 4P Terminal Cover for Supply Side | (optional) | 081057
| Digital Meter Pack 400A PB | (optional) | PMM4
| Digital Meter Pack 800A PB | (optional) | PMM8
| Padlocking Device for Incomer (400~800A)** | (optional) | 037207
** Except 800A Switch Disconnector
WALL-MOUNTED ELECTRICAL DISTRIBUTION
PRO-PANEL 2 PANELBOARDS
Outgoing Devices for 800A Panelboards
MCCBs - Single Pole Fixed Thermal, Fixed Magnetic up to 125A
| Model | In (A) | 1P Code
| E160-SF | 16 | 591761
| Icu = 25 Ka at 400V AC | 20 | 591778
| with cable clamps | 25 | 591785
|  | 32 | 591792
|  | 40 | 591808
|  | 50 | 591815
|  | 63 | 591822
|  | 80 | 591839
|  | 100 | 591846
|  | 125 | 591853
MCCBs - Three Pole Adjustable Thermal, Fixed Magnetic up to 125A
| Model | IR (A) | 3P Code
| E160-SJ | 16 -25 | 592263
| Icu = 16kA at 400V AC | 25 -40 | 592270
| with cable clamps | 40 -63 | 592287
|  | 50 -80 | 592294
|  | 63 -100 | 592300
|  | 80 -125 | 592317
| S160-SCJ | 16 -25 | 591983
| Icu = 25kA at 400V AC | 25 -40 | 591990
| with cable clamps | 40 -63 | 592003
|  | 50 -80 | 592010
|  | 63 -100 | 592027
|  | 80 -125 | 592034
| S160-SJ | 16 -25 | 592546
| Icu = 40kA at 400V AC | 25 -40 | 592553
| with cable clamps | 40 -63 | 592560
|  | 50 -80 | 592577
|  | 63 -100 | 592584
|  | 80 -125 | 592591
WALL-MOUNTED ELECTRICAL DISTRIBUTION
PRO-PANEL 2 PANELBOARDS
Outgoing Devices for 800A Panelboards
MCCBs - Three Pole Adjustable Thermal, Adjustable Magnetic up to 250A
| Model | IR (A) | 3P Code
| E250-SCJ | 32 -50 | 933486
| Icu = 16kA at 400V AC | 40-63 | 933493
| Front Connection | 63-100 | 929540
|  | 80-125 | 929557
|  | 100-160 | 929564
|  | 126-200 | 929571
|  | 158-250 | 929588
| E250-SJ | 32 -50 | 933523
| Icu = 25kAat 400V AC | 40-63 | 933530
| Front Connection | 63-100 | 930485
|  | 80-125 | 930492
|  | 100-160 | 930508
|  | 126-200 | 930515
|  | 158-250 | 930522
| S250-SJ | 32 -50 | 933561
| Icu = 40 kA at 400V AC | 40-63 | 933578
| Front Connection | 100-160 | 930683
|  | 126-200 | 930690
|  | 158-250 | 930706
| Busbar-side terminal cover (mandatory) |  | TP250TERCOV
| Load-side terminal cover for lugs (optional) |  | 065309
| Cable clamps for load side (optional) |  | 062247
| Load-side terminal cover for clamps (optional) |  | 065620
WALL-MOUNTED ELECTRICAL DISTRIBUTION
PRO-PANEL 2 PANELBOARDS
Pro-Panel 2 800A MCCB Incomer Panelboard
Maximum outoing device rating = 250A
Outgoing device frame: TB2 Lite S160 (maximum 125A) or TB2 Lite S250
Outgoing device poles: 1P or 3P
|  | Outgoing | Code
| 3 Poles | Ways
| 2 x 250A + 10 x 125A 800A PPB | 12 | TPP800225010125
| 4 x 250A + 8 x 125A 800A PPB | 12 | TPP80042508125
| 4 x 250A + 14 x 125A 800A PPB | 18 | TPP800425014125
| 6 x 250A + 12 x 125A 800A PPB | 18 | TPP800625012125
Incoming Devices for Pro-Panel 2 800A MCCB Panelboard
| Incomer Connection Kit |  | Code
| 800A 3P Links and Shroud Kit | (required) | INCM8008003
| 800A 4P Links and Shroud Kit | (required) | INCM8008004
plus
| Incoming Device |  | Code
| 800A 3P MCCB Incomer (Electronic) |  | MLD8003C
| 800A 4P MCCB Incomer (Electronic) |  | MLD8004C
Pro-Panel 2 800A Panelboard MCCB Incomer Accessory Options
| Description |  | Code
| Digital Meter Pack 800A PB | (optional) | PMM8
| Padlocking Device for Incomer | (optional) | 035326
WALL-MOUNTED ELECTRICAL DISTRIBUTION
PRO-PANEL 2 PANELBOARDS
Outgoing Devices for Pro-Panel 2 800A MCCB Incomer Panelboard
MCCBs - Single Pole Fixed Thermal, Fixed Magnetic up to 125A
| Model | In (A) | 1P Code
| E160-SF (FW) | 16 | 591761
| Icu = 25 kA | 20 | 591778
| c/w cable clamps | 25 | 591785
|  | 32 | 591792
|  | 40 | 591808
|  | 50 | 591815
|  | 63 | 591822
|  | 80 | 591839
|  | 100 | 591846
|  | 125 | 591853
MCCBs - 125A Three Pole Adjustable Thermal up to 125A
| Model | IR (A) | 3P Code
| E160-SJ | 16 -25 | 592263
| Icu = 16kA at 400V AC | 25 -40 | 592270
| with cable clamps | 40 -63 | 592287
|  | 50 -80 | 592294
|  | 63 -100 | 592300
|  | 80 -125 | 592317
| S160-SCJ | 16 -25 | 591983
| Icu = 25kA at 400V AC | 25 -40 | 591990
| with cable clamps | 40 -63 | 592003
|  | 50 -80 | 592010
|  | 63 -100 | 592027
|  | 80 -125 | 592034
| S160-SJ | 16 -25 | 592546
| Icu = 40kA at 400V AC | 25 -40 | 592553
| with cable clamps | 40 -63 | 592560
|  | 50 -80 | 592577
|  | 63 -100 | 592584
|  | 80 -125 | 592591
WALL-MOUNTED ELECTRICAL DISTRIBUTION
PRO-PANEL 2 PANELBOARDS
Outgoing Devices for Pro-Panel 2 800A MCCB Incomer Panelboard
MCCBs - Three Pole Adjustable Thermal, Adjustable Magnetic up to 250A
| Model | IR (A) | 3P Code
| E250-SCJ | 32 -50 | 933486
| Icu = 16kA at 400V AC | 40-63 | 933493
| Front Connection | 63-100 | 929540
|  | 80-125 | 929557
|  | 100-160 | 929564
|  | 126-200 | 929571
|  | 158-250 | 929588
| E250-SJ | 32 -50 | 933523
| Icu = 25kAat 400V AC | 40-63 | 933530
| Front Connection | 63-100 | 930485
|  | 80-125 | 930492
|  | 100-160 | 930508
|  | 126-200 | 930515
|  | 158-250 | 930522
| S250-SJ | 32 -50 | 933561
| Icu = 40 kA at 400V AC | 40-63 | 933578
| Front Connection | 100-160 | 930683
|  | 126-200 | 930690
|  | 158-250 | 930706
| Busbar-side terminal cover (mandatory) |  | TP250TERCOV
| Load-side terminal cover for lugs (optional) |  | 065309
| Cable clamps for load side (optional) |  | 062247
| Load-side terminal cover for clamps (optional) |  | 065620
Pro-Panel 2 400 & 800A Extension Boxes
| Description |  | 3P Code
| 1 Row 34 Mod DIN Ext Box 300mm |  | TP400800DINX34
| 2 Row 68 Mod DIN Ext Box 450mm |  | TP400800DINX68
| Small Spreader Box 300mm Door Kit |  | TPCABS400800DK
| Small Spreader Box 300mm |  | TPCABS400800
| Large Spreader Box 450mm Door Kit |  | TPCABL400800DK
| Large Spreader Box 450mm |  | TPCABL400800
| 4 DIN 96 Side Metering Box |  | TP4WSMB
| 6 DIN 96 Side Metering Box |  | TP6WSMB
| 8 DIN 96 Side Metering Box |  | TP8WSMB
| 9 DIN 96 Side Metering Box |  | TP9WSMB
| Corner Filler Box 300mm |  | TPCSMB300
| Corner Filler Box 450mm |  | TPCSMB450
WALL-MOUNTED ELECTRICAL DISTRIBUTION
PRO-PANEL 2 PANELBOARDS
Pro-Panel 2 400A Pan Assembly
| Description | Outgoing | Code
Ways
| 6 Way 400A Pan Assembly | 6 | TP4006125PA
| 8 Way 400A Pan Assembly | 8 | TP4008125PA
| 12 Way 400A Pan Assembly | 12 | TP40012125PA
| 16 Way 400A Pan Assembly | 16 | TP40016125PA
| 18 Way 400A Pan Assembly | 18 | TP40018125PA
Pro-Panel 2 800A Pan Assembly
| Description | Outgoing | Code
Ways
| 2 x 250A + 4 x 125A | 6 | TP80022504125PA
| 2 x 250A + 6 x 125A | 8 | TP80022506125PA
| 4 x 250A + 4 x 125A | 8 | TP80042504125PA
| 2 x 250A + 10 x 125A | 12 | TP800225010125PA
| 4 x 250A + 8 x 125A | 12 | TP80042508125PA
| 4 x 250A + 14 x 125A | 18 | TP800425014125PA
| 6 x 250A + 12 x 125A | 18 | TP800625012125PA
Pro-Panel 2 400 & 800A Terminal Covers and Accessories
| Description |  | Code
| 3P 250A Busbar Side Terminal Cover | (required) | TP250TERCOV
| 3P 250A Load Terminal Cover | (optional) | 065309
| 1P 125A Load Terminal Cover | (optional) | 065224
| 3P 125A Load Terminal Cover | (optional) | 065248
| 1P Blanking Plate for 125A | (3 per 3 pole MCCB) | TP125BLANK
| 3P Blanking Plate for 250A | (1 per 3 pole MCCB) | TP250BLANK
| Key lock with one key for PB | (optional) | TPACCLOCK
| Allen Key Set | (optional) | TPACCALLEN
| Touch Up Paint 30ml for PB | (optional) | TPACCPAINT
| End Plate for 400/800 PB | (optional) | TPENDPLATE
| Padlock Device for outgoing MCCB | (optional) | 064906

## TD3 Din Modular Protection
Protection and Distribution 1A to 6300A
Hyperlinks
TD3 DIN Modular | Miniature_Circuit_Breakers_TD3_M06_6kA
Protection | Miniature_Circuit_Breakers_TD3_M10_10kA
Miniature_Circuit_Breakers_TD3XA_10kA__80___125A
Residual_Current_Circuit_Breakers_TD3 RCCB__2_Pole
Residual_Current_Circuit_Breakers_TD3 RCCB__4_Pole
TD3_RCBO__single_module_RCBO___Neutral_Tail
TD3_RCBO_1P_N_6kA__2_Module
Insulated_Busbar_for_TD3_M06___TD3_M10
Residual_Current_Blocks_for_TD3_M06___M10
Residual_Current_block_for_TD3XA_MCB
DIN_MODULAR_CONTROL___COMMAND
PROGRAMMING_AND_MEASUREMENT
SURGE_PROTECTION
DIN MODULAR PROTECTION
TD3 DIN MODULAR PROTECTION
Miniature Circuit Breakers TD3 M06 6kA
Type B
| Description | Order Code | Catalogue Code
| MCB 1P 6kA B-6A 1M | 100000 | TD3M06061B
| MCB 1P 6kA B-10A 1M | 100017 | TD3M06101B
| MCB 1P 6kA B-16A 1M | 100024 | TD3M06161B
| MCB 1P 6kA B-20A 1M | 100031 | TD3M06201B
| MCB 1P 6kA B-25A 1M | 100048 | TD3M06251B
| MCB 1P 6kA B-32A 1M | 100055 | TD3M06321B
| MCB 1P 6kA B-40A 1M | 100062 | TD3M06401B
| MCB 1P 6kA B-50A 1M | 100079 | TD3M06501B
| MCB 1P 6kA B-63A 1M | 100086 | TD3M06631B
| Description | Order Code | Catalogue Code
| MCB 2P 6kA B-6A 2M | 100093 | TD3M06062B
| MCB 2P 6kA B-10A 2M | 100109 | TD3M06102B
| MCB 2P 6kA B-16A 2M | 100116 | TD3M06162B
| MCB 2P 6kA B-20A 2M | 100123 | TD3M06202B
| MCB 2P 6kA B-25A 2M | 100130 | TD3M06252B
| MCB 2P 6kA B-32A 2M | 100147 | TD3M06322B
| MCB 2P 6kA B-40A 2M | 100154 | TD3M06402B
| MCB 2P 6kA B-63A 2M | 100178 | TD3M06632B
| Description |  | Catalogue Code
| MCB 3P 6kA B-6A 3M | 100185 | TD3M06063B
| MCB 3P 6kA B-10A 3M | 100192 | TD3M06103B
| MCB 3P 6kA B-16A 3M | 100208 | TD3M06163B
| MCB 3P 6kA B-20A 3M | 100215 | TD3M06203B
| MCB 3P 6kA B-25A 3M | 100222 | TD3M06253B
| MCB 3P 6kA B-32A 3M | 100239 | TD3M06323B
| MCB 3P 6kA B-40A 3M | 100246 | TD3M06403B
| MCB 3P 6kA B-50A 3M | 100253 | TD3M06503B
| MCB 3P 6kA B-63A 3M | 100260 | TD3M06633B
DIN MODULAR PROTECTION
TD3 DIN MODULAR PROTECTION
Miniature Circuit Breakers TD3 M06 6kA
Type B
| Description |  | Catalogue Code
| MCB 4P 6kA B-6A 4M | 100277 | TD3M06064B
| MCB 4P 6kA B-10A 4M | 100284 | TD3M06104B
| MCB 4P 6kA B-16A 4M | 100291 | TD3M06164B
| MCB 4P 6kA B-20A 4M | 100307 | TD3M06204B
| MCB 4P 6kA B-25A 4M | 100314 | TD3M06254B
| MCB 4P 6kA B-32A 4M | 100321 | TD3M06324B
| MCB 4P 6kA B-40A 4M | 100338 | TD3M06404B
| MCB 4P 6kA B-50A 4M | 100345 | TD3M06504B
| MCB 4P 6kA B-63A 4M | 100352 | TD3M06634B
Type C
| Description |  | Catalogue Code
| MCB 1P 6kA C-6A 1M | 100369 | TD3M06061C
| MCB 1P 6kA C-10A 1M | 100376 | TD3M06101C
| MCB 1P 6kA C-16A 1M | 100383 | TD3M06161C
| MCB 1P 6kA C-20A 1M | 100390 | TD3M06201C
| MCB 1P 6kA C-25A 1M | 100406 | TD3M06251C
| MCB 1P 6kA C-32A 1M | 100413 | TD3M06321C
| MCB 1P 6kA C-40A 1M | 100420 | TD3M06401C
| MCB 1P 6kA C-50A 1M | 100437 | TD3M06501C
| MCB 1P 6kA C-63A 1M | 100444 | TD3M06631C
| Description |  | Catalogue Code
| MCB 2P 6kA C-6A 2M | 100543 | TD3M06062C
| MCB 2P 6kA C-10A 2M | 100550 | TD3M06102C
| MCB 2P 6kA C-16A 2M | 100567 | TD3M06162C
| MCB 2P 6kA C-20A 2M | 100574 | TD3M06202C
| MCB 2P 6kA C-25A 2M | 100581 | TD3M06252C
| MCB 2P 6kA C-32A 2M | 100598 | TD3M06322C
| MCB 2P 6kA C-40A 2M | 100604 | TD3M06402C
| MCB 2P 6kA C-50A 2M | 100611 | TD3M06502C
| MCB 2P 6kA C-63A 2M | 100628 | TD3M06632C
DIN MODULAR PROTECTION
TD3 DIN MODULAR PROTECTION
Miniature Circuit Breakers TD3 M06 6kA
Type C
| Description |  | Catalogue Code
| MCB 3P 6kA C-6A 3M | 100635 | TD3M06063C
| MCB 3P 6kA C-10A 3M | 100642 | TD3M06103C
| MCB 3P 6kA C-16A 3M | 100659 | TD3M06163C
| MCB 3P 6kA C-20A 3M | 100666 | TD3M06203C
| MCB 3P 6kA C-25A 3M | 100673 | TD3M06253C
| MCB 3P 6kA C-32A 3M | 100680 | TD3M06323C
| MCB 3P 6kA C-40A 3M | 100697 | TD3M06403C
| MCB 3P 6kA C-50A 3M | 100703 | TD3M06503C
| MCB 3P 6kA C-63A 3M | 100710 | TD3M06633C
| Description |  | Catalogue Code
| MCB 4P 6kA C-6A 4M | 100819 | TD3M06064C
| MCB 4P 6kA C-10A 4M | 100826 | TD3M06104C
| MCB 4P 6kA C-16A 4M | 100833 | TD3M06164C
| MCB 4P 6kA C-20A 4M | 100840 | TD3M06204C
| MCB 4P 6kA C-25A 4M | 100857 | TD3M06254C
| MCB 4P 6kA C-32A 4M | 100864 | TD3M06324C
| MCB 4P 6kA C-40A 4M | 100871 | TD3M06404C
| MCB 4P 6kA C-50A 4M | 100888 | TD3M06504C
| MCB 4P 6kA C-63A 4M | 100895 | TD3M06634C
DIN MODULAR PROTECTION
TD3 DIN MODULAR PROTECTION
Miniature Circuit Breakers TD3 M10 10kA
Type B
| Description |  | Catalogue Code
| MCB 1P 10kA B-6A 1M | 100901 | TD3M10061B
| MCB 1P 10kA B-10A 1M | 100918 | TD3M10101B
| MCB 1P 10kA B-16A 1M | 100925 | TD3M10161B
| MCB 1P 10kA B-20A 1M | 100932 | TD3M10201B
| MCB 1P 10kA B-25A 1M | 100949 | TD3M10251B
| MCB 1P 10kA B-32A 1M | 100956 | TD3M10321B
| MCB 1P 10kA B-40A 1M | 100963 | TD3M10401B
| MCB 1P 10kA B-50A 1M | 100970 | TD3M10501B
| MCB 1P 10kA B-63A 1M | 100987 | TD3M10631B
| Description |  | Catalogue Code
| MCB 2P 10kA B-6A 2M | 100994 | TD3M10062B
| MCB 2P 10kA B-10A 2M | 101007 | TD3M10102B
| MCB 2P 10kA B-16A 2M | 101014 | TD3M10162B
| MCB 2P 10kA B-20A 2M | 101021 | TD3M10202B
| MCB 2P 10kA B-25A 2M | 101038 | TD3M10252B
| MCB 2P 10kA B-32A 2M | 101045 | TD3M10322B
| MCB 2P 10kA B-40A 2M | 101052 | TD3M10402B
| MCB 2P 10kA B-50A 2M | 101069 | TD3M10502B
| MCB 2P 10kA B-63A 2M | 101076 | TD3M10632B
| Description |  | Catalogue Code
| MCB 3P 10kA B-6A 3M | 101083 | TD3M10063B
| MCB 3P 10kA B-10A 3M | 101090 | TD3M10103B
| MCB 3P 10kA B-16A 3M | 101106 | TD3M10163B
| MCB 3P 10kA B-20A 3M | 101113 | TD3M10203B
| MCB 3P 10kA B-25A 3M | 101120 | TD3M10253B
| MCB 3P 10kA B-32A 3M | 101137 | TD3M10323B
| MCB 3P 10kA B-40A 3M | 101144 | TD3M10403B
| MCB 3P 10kA B-50A 3M | 101151 | TD3M10503B
| MCB 3P 10kA B-63A 3M | 101168 | TD3M10633B
DIN MODULAR PROTECTION
TD3 DIN MODULAR PROTECTION
Miniature Circuit Breakers TD3 M10 10kA
Type B
| Description |  | Catalogue Code
| MCB 4P 10kA B-6A 4M | 101175 | TD3M10064B
| MCB 4P 10kA B-10A 4M | 101182 | TD3M10104B
| MCB 4P 10kA B-16A 4M | 101199 | TD3M10164B
| MCB 4P 10kA B-20A 4M | 101205 | TD3M10204B
| MCB 4P 10kA B-25A 4M | 101212 | TD3M10254B
| MCB 4P 10kA B-32A 4M | 101229 | TD3M10324B
| MCB 4P 10kA B-40A 4M | 101236 | TD3M10404B
| MCB 4P 10kA B-50A 4M | 101243 | TD3M10504B
| MCB 4P 10kA B-63A 4M | 101250 | TD3M10634B
Miniature Circuit Breakers TD3 M10 10kA
Type C
| Description |  | Catalogue Code
| MCB 1P 10kA C-2A 1M | 101267 | TD3M10021C
| MCB 1P 10kA C-4A 1M | 101274 | TD3M10041C
| MCB 1P 10kA C-6A 1M | 101281 | TD3M10061C
| MCB 1P 10kA C-10A 1M | 101298 | TD3M10101C
| MCB 1P 10kA C-16A 1M | 101304 | TD3M10161C
| MCB 1P 10kA C-20A 1M | 101311 | TD3M10201C
| MCB 1P 10kA C-25A 1M | 101328 | TD3M10251C
| MCB 1P 10kA C-32A 1M | 101335 | TD3M10321C
| MCB 1P 10kA C-40A 1M | 101342 | TD3M10401C
| MCB 1P 10kA C-50A 1M | 101359 | TD3M10501C
| MCB 1P 10kA C-63A 1M | 101366 | TD3M10631C
| Description |  | Catalogue Code
| MCB 2P 10kA C-2A 2M | 101465 | TD3M10022C
| MCB 2P 10kA C-4A 2M | 101472 | TD3M10042C
| MCB 2P 10kA C-6A 2M | 101489 | TD3M10062C
| MCB 2P 10kA C-10A 2M | 101496 | TD3M10102C
| MCB 2P 10kA C-16A 2M | 101502 | TD3M10162C
| MCB 2P 10kA C-20A 2M | 101519 | TD3M10202C
| MCB 2P 10kA C-25A 2M | 101526 | TD3M10252C
| MCB 2P 10kA C-32A 2M | 101533 | TD3M10322C
| MCB 2P 10kA C-40A 2M | 101540 | TD3M10402C
| MCB 2P 10kA C-50A 2M | 101557 | TD3M10502C
| MCB 2P 10kA C-63A 2M | 101564 | TD3M10632C
DIN MODULAR PROTECTION
TD3 DIN MODULAR PROTECTION
Miniature Circuit Breakers TD3 M10 10kA
Type C
| Description |  | Catalogue Code
| MCB 3P 10kA C-2A 3M | 101571 | TD3M10023C
| MCB 3P 10kA C-4A 3M | 101588 | TD3M10043C
| MCB 3P 10kA C-6A 3M | 101595 | TD3M10063C
| MCB 3P 10kA C-10A 3M | 101601 | TD3M10103C
| MCB 3P 10kA C-16A 3M | 101618 | TD3M10163C
| MCB 3P 10kA C-20A 3M | 101625 | TD3M10203C
| MCB 3P 10kA C-25A 3M | 101632 | TD3M10253C
| MCB 3P 10kA C-32A 3M | 101649 | TD3M10323C
| MCB 3P 10kA C-40A 3M | 101656 | TD3M10403C
| MCB 3P 10kA C-50A 3M | 101663 | TD3M10503C
| MCB 3P 10kA C-63A 3M | 101670 | TD3M10633C
| Description |  | Catalogue Code
| MCB 4P 10kA C-2A 4M | 101793 | TD3M10024C
| MCB 4P 10kA C-4A 4M | 101809 | TD3M10044C
| MCB 4P 10kA C-6A 4M | 101816 | TD3M10064C
| MCB 4P 10kA C-10A 4M | 101823 | TD3M10104C
| MCB 4P 10kA C-16A 4M | 101830 | TD3M10164C
| MCB 4P 10kA C-20A 4M | 101847 | TD3M10204C
| MCB 4P 10kA C-25A 4M | 101854 | TD3M10254C
| MCB 4P 10kA C-32A 4M | 101861 | TD3M10324C
| MCB 4P 10kA C-40A 4M | 101878 | TD3M10404C
| MCB 4P 10kA C-50A 4M | 101885 | TD3M10504C
| MCB 4P 10kA C-63A 4M | 101892 | TD3M10634C
DIN MODULAR PROTECTION
TD3 DIN MODULAR PROTECTION
Miniature Circuit Breakers TD3 M10 10kA
Type D
| Description |  | Catalogue Code
| MCB 1P 10kA D-0.5A 1M | 102035 | TD3M100051D
| MCB 1P 10kA D-1A 1M | 101908 | TD3M10011D
| MCB 1P 10kA D-2A 1M | 101915 | TD3M10021D
| MCB 1P 10kA D-3A 1M | 101922 | TD3M10031D
| MCB 1P 10kA D-4A 1M | 101939 | TD3M10041D
| MCB 1P 10kA D-6A 1M | 101946 | TD3M10061D
| MCB 1P 10kA D-10A 1M | 101953 | TD3M10101D
| MCB 1P 10kA D-16A 1M | 101960 | TD3M10161D
| MCB 1P 10kA D-20A 1M | 101977 | TD3M10201D
| MCB 1P 10kA D-25A 1M | 101984 | TD3M10251D
| MCB 1P 10kA D-32A 1M | 101991 | TD3M10321D
| MCB 1P 10kA D-40A 1M | 102004 | TD3M10401D
| MCB 1P 10kA D-50A 1M | 102011 | TD3M10501D
| MCB 1P 10kA D-63A 1M | 102028 | TD3M10631D
| Description |  | Catalogue Code
| MCB 2P 10kA D-0.5A 2M | 102172 | TD3M100052D
| MCB 2P 10kA D-1A 2M | 102042 | TD3M10012D
| MCB 2P 10kA D-2A 2M | 102059 | TD3M10022D
| MCB 2P 10kA D-3A 2M | 102066 | TD3M10032D
| MCB 2P 10kA D-4A 2M | 102073 | TD3M10042D
| MCB 2P 10kA D-6A 2M | 102080 | TD3M10062D
| MCB 2P 10kA D-10A 2M | 102097 | TD3M10102D
| MCB 2P 10kA D-16A 2M | 102103 | TD3M10162D
| MCB 2P 10kA D-20A 2M | 102110 | TD3M10202D
| MCB 2P 10kA D-25A 2M | 102127 | TD3M10252D
| MCB 2P 10kA D-32A 2M | 102134 | TD3M10322D
| MCB 2P 10kA D-40A 2M | 102141 | TD3M10402D
| MCB 2P 10kA D-50A 2M | 102158 | TD3M10502D
| MCB 2P 10kA D-63A 2M | 102165 | TD3M10632D
DIN MODULAR PROTECTION
TD3 DIN MODULAR PROTECTION
Miniature Circuit Breakers TD3 M10 10kA
Type D
| Description | Order Code | Catalogue Code
| MCB 3P 10kA D-0.5A 3M | 102318 | TD3M100053D
| MCB 3P 10kA D-1A 3M | 102189 | TD3M10013D
| MCB 3P 10kA D-2A 3M | 102196 | TD3M10023D
| MCB 3P 10kA D-3A 3M | 102202 | TD3M10033D
| MCB 3P 10kA D-4A 3M | 102219 | TD3M10043D
| MCB 3P 10kA D-6A 3M | 102226 | TD3M10063D
| MCB 3P 10kA D-10A 3M | 102233 | TD3M10103D
| MCB 3P 10kA D-16A 3M | 102240 | TD3M10163D
| MCB 3P 10kA D-20A 3M | 102257 | TD3M10203D
| MCB 3P 10kA D-25A 3M | 102264 | TD3M10253D
| MCB 3P 10kA D-32A 3M | 102271 | TD3M10323D
| MCB 3P 10kA D-40A 3M | 102288 | TD3M10403D
| MCB 3P 10kA D-50A 3M | 102295 | TD3M10503D
| MCB 3P 10kA D-63A 3M | 102301 | TD3M10633D
| Description |  | Catalogue Code
| MCB 4P 10kA D-0.5A 4M | 102455 | TD3M100054D
| MCB 4P 10kA D-1A 4M | 102325 | TD3M10014D
| MCB 4P 10kA D-2A 4M | 102332 | TD3M10024D
| MCB 4P 10kA D-3A 4M | 102349 | TD3M10034D
| MCB 4P 10kA D-4A 4M | 102356 | TD3M10044D
| MCB 4P 10kA D-6A 4M | 102363 | TD3M10064D
| MCB 4P 10kA D-10A 4M | 102370 | TD3M10104D
| MCB 4P 10kA D-16A 4M | 102387 | TD3M10164D
| MCB 4P 10kA D-20A 4M | 102394 | TD3M10204D
| MCB 4P 10kA D-25A 4M | 102400 | TD3M10254D
| MCB 4P 10kA D-32A 4M | 102417 | TD3M10324D
| MCB 4P 10kA D-40A 4M | 102424 | TD3M10404D
| MCB 4P 10kA D-50A 4M | 102431 | TD3M10504D
| MCB 4P 10kA D-63A 4M | 102448 | TD3M10634D
DIN MODULAR PROTECTION
TD3 DIN MODULAR PROTECTION
Miniature Circuit Breakers TD3XA 10kA (80 ~ 125A)
Type C
| Description |  | Catalogue Code
| MCB 1P 10KA C-80A 1.5M | 104312 | TD3XA10801C
| MCB 1P 10KA C-100A 1.5M | 104305 | TD3XA101001C
| MCB 1P 10KA C-125A 1.5M | 104329 | TD3XA101251C
| MCB 2P 10KA C-80A 3M | 104336 | TD3XA10802C
| MCB 2P 10KA C-100A 3M | 104343 | TD3XA101002C
| MCB 2P 10KA C-125A 3M | 104350 | TD3XA101252C
| MCB 3P 10KA C-80A 4.5M | 104367 | TD3XA10803C
| MCB 3P 10KA C-100A 4.5M | 104374 | TD3XA101003C
| MCB 3P 10KA C-125A 4.5M | 104381 | TD3XA101253C
| MCB 4P 10KA C-80A 6M | 104398 | TD3XA10804C
| MCB 4P 10KA C-100A 6M | 104404 | TD3XA101004C
| MCB 4P 10KA C-125A 6M | 104411 | TD3XA101254C
Type D
| Description |  | Catalogue Code
| MCB 1P 10KA D-80A 1.5M | 104428 | TD3XA10801D
| MCB 1P 10KA D-100A 1.5M | 104435 | TD3XA101001D
| MCB 1P 10KA D-125A 1.5M | 104442 | TD3XA101251D
| MCB 2P 10KA D-80A 3M | 104459 | TD3XA10802D
| MCB 2P 10KA D-100A 3M | 104466 | TD3XA101002D
| MCB 2P 10KA D-125A 3M | 104473 | TD3XA101252D
| MCB 3P 10KA D-80A 4.5M | 104480 | TD3XA10803D
| MCB 3P 10KA D-100A 4.5M | 104497 | TD3XA101003D
| MCB 3P 10KA D-125A 4.5M | 104503 | TD3XA101253D
| MCB 4P 10KA D-80A 6M | 104510 | TD3XA10804D
| MCB 4P 10KA D-100A 6M | 104527 | TD3XA101004D
| MCB 4P 10KA D-125A 6M | 104534 | TD3XA101254D
DIN MODULAR PROTECTION
TD3 DIN MODULAR PROTECTION
Electrical Auxiliaries for TD3 M06, TD3 M10 & TD3 XA
| Description |  | Catalogue Code
| Auxilliary Switch 1NC+1NO 230V AC | 103810 | TD3ACCAUX1NC+1NO230VAC
| Alarm Switch 1NC+1NO 230V AC | 103827 | TD3ACCAL1NC+1NO230VAC
| Shunt Trip 230-415V AC, 110-130V DC | 103834 | TD3ACCSH230415AC110130DC
| Shunt Trip 24-48V AC, 12-48V DC | 103841 | TD3ACCSH2448AC1248DC
| Undervoltage Release 230V AC | 103858 | TD3ACCUVT230AC
| Overvoltage Release 230V AC | 103872 | TD3ACCOVT230AC
Mechanical Accessories for TD3 M06 & TD3 M10
| Description |  | Catalogue Code
| Padlock Device for TD3 | 104022 | TD3LOK
DIN MODULAR PROTECTION
TD3 DIN MODULAR PROTECTION
Residual Current Circuit Breakers TD3RCCB (2 Pole) for 50Hz
| Description |  | Catalogue Code
| 50Hz RCCB 2P 25A 30mA type AC | 103421 | TD3RCCB2530MA2AC
| 50Hz RCCB 2P 40A 30mA type AC | 103438 | TD3RCCB4030MA2AC
| 50Hz RCCB 2P 63A 30mA type AC | 103445 | TD3RCCB6330MA2AC
| 50Hz RCCB 2P 25A 300mA type AC | 103452 | TD3RCCB25300MA2AC
| 50Hz RCCB 2P 40A 300mA type AC | 103469 | TD3RCCB40300MA2AC
| 50Hz RCCB 2P 63A 300mA type AC | 103476 | TD3RCCB63300MA2AC
| 50Hz RCCB 2P 40A 100mA type AC | 105319 | TD3RCCB40100MA2AC
| 50Hz RCCB 2P 63A 100mA type AC | 105326 | TD3RCCB63100MA2AC
| 50Hz RCCB 2P 100A 100mA type AC | 105333 | TD3RCCB100100MA2AC
| 50Hz RCCB 2P 25A 30mA type A | 103483 | TD3RCCB2530MA2A
| 50Hz RCCB 2P 40A 30mA type A | 103490 | TD3RCCB4030MA2A
| 50Hz RCCB 2P 63A 30mA type A | 103506 | TD3RCCB6330MA2A
| 50Hz RCCB 2P 25A 30mA type Ai | 104206 | TD3RCCB2530MA2AI
| 50Hz RCCB 2P 40A 30mA type Ai | 104213 | TD3RCCB4030MA2AI
| 50Hz RCCB 2P 63A 30mA type Ai | 104220 | TD3RCCB6330MA2AI
| 50Hz RCCB 2P 40A 300mA type S-Ai | 104244 | TD3RCCB40300MA2AI
| 50Hz RCCB 2P 63A 300mA type S-Ai | 104251 | TD3RCCB63300MA2AI
DIN MODULAR PROTECTION
TD3 DIN MODULAR PROTECTION
Residual Current Circuit Breakers TD3RCCB (4 Pole) for 50Hz
| Description |  | Catalogue Code
| 50Hz RCCB 4P 25A 30mA type AC | 103513 | TD3RCCB2530MA4AC
| 50Hz RCCB 4P 40A 30mA type AC | 103520 | TD3RCCB4030MA4AC
| 50Hz RCCB 4P 63A 30mA type AC | 103537 | TD3RCCB6330MA4AC
| 50Hz RCCB 4P 80A 30mA type AC | 103544 | TD3RCCB8030MA4AC
| 50Hz RCCB 4P 100A 30mA type AC | 103551 | TD3RCCB10030MA4AC
| 50Hz RCCB 4P 25A 100mA type AC | 104121 | TD3RCCB25100MA4AC
| 50Hz RCCB 4P 40A 100mA type AC | 104138 | TD3RCCB40100MA4AC
| 50Hz RCCB 4P 25A 300mA type AC | 103568 | TD3RCCB25300MA4AC
| 50Hz RCCB 4P 40A 300mA type AC | 103575 | TD3RCCB40300MA4AC
| 50Hz RCCB 4P 63A 300mA type AC | 103582 | TD3RCCB63300MA4AC
| 50Hz RCCB 4P 80A 300mA type AC | 103599 | TD3RCCB80300MA4AC
| 50Hz RCCB 4P 100A 300mA type AC | 103605 | TD3RCCB100300MA4AC
| 50Hz RCCB 4P 63A 100mA type AC | 105340 | TDR3CCB63100MA4AC
| 50Hz RCCB 4P 100A 100mA type AC | 105357 | TD3RCCB100100MA4AC
| 50Hz RCCB 4P 25A 30mA type A | 108853 | TD3RCCB2530MA4A
| 50Hz RCCB 4P 25A 300mA type A | 108877 | TD3RCCB25300MA4A
| 50Hz RCCB 4P 40A 30mA type A | 103612 | TD3RCCB4030MA4A
| 50Hz RCCB 4P 63A 30mA type A | 108846 | TD3RCCB6330MA4A
| 50Hz RCCB 4P 63A 300mA type A | 108846 | TD3RCCB63300MA4A
| 50Hz RCCB 4P 100A 30mA type A | 103629 | TD3RCCB10030MA4A
| 50Hz RCCB 4P 100A 300mA type A | 103643 | TD3RCCB40300MA4A
| 50Hz RCCB 4P 40A 300mA type AC S | 103650 | TD3RCCB40300MA4AS
| 50Hz RCCB 4P 100A 300mA type AC S | 103667 | TD3RCCB100300MA4AS
| 50Hz RCCB 4P 40A 30mA type Ai | 104268 | TD3RCCB4030MA4AI
| 50Hz RCCB 4P 40A 300mA type S-Ai | 104282 | TD3RCCB40300MA4AI
| 50Hz RCCB 4P 100A 300mA type S-Ai | 104299 | TD3RCCB100300MA4AI
Electrical Auxiliaries for TD3 RCCB for 50Hz
| Description |  | Catalogue Code
| Auxilliary Switch 1NC+1NO 230V AC | 103889 | TD3ACCRCCB1NC+1NO230AC
DIN MODULAR PROTECTION
TD3 DIN MODULAR PROTECTION
TD3 RCBO (single module RCBO + Neutral Tail)
Type C
| Description |  | Catalogue Code
| RCBO 1P 10kA C-6A 30mA AC | 103742 | TD3RCBO100630MA1CAC
| RCBO 1P 10kA C-10A 30mA AC | 103759 | TD3RCBO101030MA1CAC
| RCBO 1P 10kA C-16A 30mA AC | 103766 | TD3RCBO101630MA1CAC
| RCBO 1P 10kA C-20A 30mA AC | 103773 | TD3RCBO102030MA1CAC
| RCBO 1P 10kA C-25A 30mA AC | 103780 | TD3RCBO102530MA1CAC
| RCBO 1P 10kA C-32A 30mA AC | 103797 | TD3RCBO103230MA1CAC
| RCBO 1P 10kA C-40A 30mA AC | 103803 | TD3RCBO104030MA1CAC
Type B
| Description |  | Catalogue Code
| RCBO 1P 10kA B-6A 30mA AC | 103674 | TD3RCBO100630MA1BAC
| RCBO 1P 10kA B-10A 30mA AC | 103681 | TD3RCBO101030MA1BAC
| RCBO 1P 10kA B-16A 30mA AC | 103698 | TD3RCBO101630MA1BAC
| RCBO 1P 10kA B-20A 30mA AC | 103704 | TD3RCBO102030MA1BAC
| RCBO 1P 10kA B-25A 30mA AC | 103711 | TD3RCBO102530MA1BAC
| RCBO 1P 10kA B-32A 30mA AC | 103728 | TD3RCBO103230MA1BAC
| RCBO 1P 10kA B-40A 30mA AC | 103735 | TD3RCBO104030MA1BAC
DIN MODULAR PROTECTION
TD3 DIN MODULAR PROTECTION
TD3 RCBO 1P+N 6kA (2 Module) for 50Hz
Type C
| Description |  | Catalogue Code
| 50Hz RCBO 1P+N 6kA C-6A 30mA type AC | 103209 | TD3RCBO060630MA1NCAC
| 50Hz RCBO 1P+N 6kA C-10A 30mA type AC | 103216 | TD3RCBO061030MA1NCAC
| 50Hz RCBO 1P+N 6kA C-16A 30mA type AC | 103223 | TD3RCBO061630MA1NCAC
| 50Hz RCBO 1P+N 6kA C-20A 30mA type AC | 103230 | TD3RCBO062030MA1NCAC
| 50Hz RCBO 1P+N 6kA C-25A 30mA type AC | 103247 | TD3RCBO062530MA1NCAC
| 50Hz RCBO 1P+N 6kA C-32A 30mA type AC | 103254 | TD3RCBO063230MA1NCAC
| 50Hz RCBO 1P+N 6kA C-40A 30mA type AC | 103261 | TD3RCBO064030MA1NCAC
| 50Hz RCBO 1P+N 6kA C-6A 300mA type AC | 103278 | TD3RCBO0606300MA1NCAC
| 50Hz RCBO 1P+N 6kA C-10A 300mA type AC | 103285 | TD3RCBO0610300MA1NCAC
| 50Hz RCBO 1P+N 6kA C-16A 300mA type AC | 103292 | TD3RCBO0616300MA1NCAC
| 50Hz RCBO 1P+N 6kA C-20A 300mA type AC | 103308 | TD3RCBO0620300MA1NCAC
| 50Hz RCBO 1P+N 6kA C-25A 300mA type AC | 103315 | TD3RCBO0625300MA1NCAC
| 50Hz RCBO 1P+N 6kA C-32A 300mA type AC | 104145 | TD3RCBO0632300MA1NCAC
| 50Hz RCBO 1P+N 6kA C-40A 300mA type AC | 104152 | TD3RCBO0640300MA1NCAC
| Description |  | Catalogue Code
| 50Hz RCBO 1P+N 6kA C-6A 30mA type A | 103322 | TD3RCBO060630MA1NCA
| 50Hz RCBO 1P+N 6kA C-10A 30mA type A | 103339 | TD3RCBO061030MA1NCA
| 50Hz RCBO 1P+N 6kA C-16A 30mA type A | 103346 | TD3RCBO061630MA1NCA
| 50Hz RCBO 1P+N 6kA C-20A 30mA type A | 103353 | TD3RCBO062030MA1NCA
| 50Hz RCBO 1P+N 6kA C-25A 30mA - type A | 103360 | TD3RCBO062530MA1NCA
| 50Hz RCBO 1P+N 6kA C-32A 30mA - type A | 103377 | TD3RCBO063230MA1NCA
| 50Hz RCBO 1P+N 6kA C-40A 30mA - type A | 103384 | TD3RCBO064030MA1NCA
DIN MODULAR PROTECTION
TD3 DIN MODULAR PROTECTION
Insulated Busbar for TD3 M06 & TD3 M10
| Description |  | Order Code
| Fork Type Busbar 1P 210mm |  | G1L21012
| Fork Type Busbar 1P 1000mm |  | G1L100020
| Fork Type Busbar 2P 210mm |  | G2L21010
| Fork Type Busbar 2P 1000mm |  | G2L100016
| Fork Type Busbar 3P 210mm |  | G3L21010
| Fork Type Busbar 3P 210mm |  | G3L21016
| Fork Type Busbar 3P 1000mm |  | G3L100016
| Fork Type Busbar 4P 210mm |  | G4L21016
| Fork Type Busbar 4P 1000mm |  | G4L100016
| Fork Type Busbar 3P Phase/N 1000mm |  | GRSTN100016
| Fork Type Terminal |  | AS25GN
| Protection Cover (5 units) |  | CTPH5
| End Cap Busbar 2P /10 |  | EKC2
| End Cap Busbar 3P /10 |  | EKC3
| End Cap Busbar 2P and 3P/16 |  | EKC23
| End Cap Busbar 4P/16 |  | EKC4
| MCB 50mm Terminal Adaptor |  | AS50SN
Residual Current Blocks for TD3 M06 & M10
| Description |  | Catalogue Code
| Add-On Block 2P 63A 30mA type AC | 103391 | TD3AOB2P63A30MAAC
| Add-On Block 2P 63A 300mA type AC | 104053 | TD3AOB63300MA2AC
| Add-On Block 2P 63A 30mA type A | 104039 | TD3AOB6330MA2A
| Add-On Block 2P 63A 300mA type A | 104046 | TD3AOB63300MA2A
| Add-On Block 2P 63A 300mA type AC S | 104060 | TD3AOB63300MA2ACS
| Add-On Block 4P 63A 30mA type AC | 103407 | TD3AOB4P63A30MAAC
| Add-On Block 4P 63A 300mA type AC | 103414 | TD3AOB4P63A300MAAC
| Add-On Block 4P 63A 500mA type AC | 104107 | TD3AOB63500MA4AC
| Add-On Block 4P 63A 30mA type A | 104077 | TD3AOB6330MA4A
| Add-On Block 4P 63A 300mA type A | 104084 | TD3AOB63300MA4A
| Add-On Block 4P 63A 300mA type AC S | 104091 | TD3AOB63300MA4ACS
| Add-On Block 4P 63A 1000mA type AC S | 104114 | TD3AOB631000MA4ACS
Residual Current block for TD3XA MCB
| Description |  | Catalogue Code
| Add-on Block 2P 125A 30mA AC | 104558 | TDX3AOB12530MA2AC
| Add-on Block 2P 125A AC Adj. | 104541 | TD3XAOB1252ACADJ
| Add-on Block 4P 125A 30mA AC | 104572 | TD3XAOB12530MA4AC
| Add-on Block 4P 125A 300mA AC | 104589 | TD3XAOB12500MA4AC
| Add-on Block 4P 125A AC Adj. | 104565 | TD3XAOB1254ACADJ
DIN MODULAR PROTECTION
DIN MODULAR CONTROL & COMMAND
Modular Switches TD3 MS
| Description |  | Catalogue Code
| Modular Switch 1P 32A | 107146 | TD3MS1P32A
| Modular Switch 1P 63A | 107184 | TD3MS1P63A
| Modular Switch 1P 100A | 107313 | TD3MS1P125A
| Modular Switch 2P 63A | 107191 | TD3MS2P63A
| Modular Switch 2P 100A | 107320 | TD3MS2P125A
| Modular Switch 3P 63A | 107207 | TD3MS3P63A
| Modular Switch Red 3P 100A | 107283 | TD3MSRED3P100A
| Modular Switch 3P 125A | 107337 | TD3MS3P125A
| Modular Switch Red 3P 125A | 107368 | TD3MSRED3P125A
| Modular Switch 4P 63A | 107764 | TD3MS4P63A
| Modular Switch Red 4P 100A | 107290 | TD3MSRED4P100A
| Modular Switch 4P 125A | 107344 | TD3MS4P125A
| Modular Switch Red 4P 125A | 107375 | TD3MSRED4P125A
DIN MODULAR PROTECTION
DIN MODULAR CONTROL & COMMAND
Contactors CDI
| Description | Order Code | Catalogue Code
| 20A DIN Mod Contactor, 1NO, 230V AC | CDI10620 | CDI10620
| 20A DIN Mod Contactor, 2NO, 24V DC | CDI22024 | CDI22024
| 20A DIN Mod Contactor, 2NO, 230V AC | CDI20620 | CDI20620
| 25A AC Din Mod Contactor, 4NO, 230V AC | CDI40625 | CDI40625
| 25A AC Din Mod Contactor, 4NO, 24V DC | CDI42524 | CDI42524
| 25A AC Din Mod Contactor, 2NO 2NC, 230V AC | CDI22625 | CDI22625
| 40A AC Din Mod Contactor, 4NO, 230V AC | CDI40640 | CDI40640
| 40A AC Din Mod Contactor, 4NO, 24V DC | CDI44024 | CDI44024
| 40A AC Din Mod Contactor, 2NO 2NC, 230V AC | CDI22640 | CDI22640
| 63A AC Din Mod Contactor, 4NO, 230V AC | CDI40663 | CDI40663
| 63A AC Din Mod Contactor, 4NO, 24V DC | CDI46324 | CDI46324
| 63A AC Din Mod Contactor, 2NO 2NC, 230V AC | CDI22663 | CDI22663
Accessories for CDI Contactors
| Description | Order Code | Catalogue Code
| CDI Auxilliary Contact Block, 1NO 1NC, 240V AC | CDI0620 | CDI0620
| CNP Spacer 1/2 Module | CNCP | CNCP
DIN MODULAR PROTECTION
PROGRAMMING AND MEASUREMENT
RDA24 Analogue Time Switches
| Description | Din Mod | Catalogue Code
| Analogue Time Switch 24h | 2 | RDA24
| Analogue Time Switch 24h Reserve Time | 2 | RDA24R
RDD07 & RDD07A Digital Time Switches
| Description | Din Mod | Catalogue Code
| Digital Weekly Time Switch 1 Circuit | 1 | RDD07
| Digital Weekly Time Switch Auto 1 Circuit | 2 | RDD07A
| Digital Weekly Time Switch Auto 2 Circuit | 2 | RDD07A2
SDS Stair Case Switches
| Description | Din Mod | Catalogue Code
| Staircase Switch 16A 240V | 1 | SDS016E
Digital Meters
| Description | Din Mod | Catalogue Code
| Digital Voltmeter | 2 | 1SDSD04V/2
| Digital Ammeter | 2 | 1SDSD03A/2
| Digital Frequency Meters | 2 | MDD00F
| Digital Wattmeter | 2 | 1SDSD05MM/2
| 3 Phase LCD Multimeter | 4 | 1SDSD10MT/2
Measurement
| Description | Din Mod | Catalogue Code
| Active Energy Meter | 2 | 1SDSD05CEM/2
DIN MODULAR PROTECTION
SURGE PROTECTION
Surge Arresters TTM
| Description | Poles Din Mod | Catalogue Code
| 20kA Din Modular | 1 1 | TTM20I
| 20kA Neutral Pole Din Modular | 1 1 | TTM20N
| 20kA Din Modular | 2 2 | TM20II
| 20kA Din Modular | 4 5 | TM20IIII
| 45kA Din Modular | 1 1 | TTM45I
| 45kA Neutral Pole Din Modular |  | TTM45N
| 45kA Din Modular | 2 2 | TTM45II
| 45kA Din Modular | 4 5 | TTM45IIII
| 65kA Din Modular | 1 1 | TTM65I
| 65kA Neutral Pole Din Modular | 1 1 | TTM65N
| 100kA Din Modular | 1 1 | TTM100I
| 100kA Neutral Pole Din Modular | 1 1 | TTM100N

## TemBreak 2 MCCBs
Protection and Distribution 1A to 6300A
Our Price List. Effective from 1st February 2019
Hyperlinks | Frame Size
TemBreak 2 MCCBs | TB2_LITE_160_FRAME
TB2_LITE_250_FRAME
TB2_S125_FRAME
TB2_S250_FRAME
TB2_S_H_L_250_FRAME
TB2_H_L_400_FRAME
TB2_E_S_630_FRAME
TB2_H_L_800_FRAME
TB2_1000_FRAME
TB2_1250_FRAME
TB2_1600_FRAME
DC_1250A_AND_1600A_TEMBREAK_MCCBS
DC_2000A__2500A_AND_3200A_TEMBREAK_MCCBS
MOULDED CASE CIRCUIT BREAKERS
TB2 LITE 160 FRAME
1P Fixed thermal and fixed magnetic MCCBs and Accessories
| Model | In (A) | 1P
| E160-SF | 16 | 4547560 | 595004
| Icu = 25 kA @ 400V AC | 20 | 4547560 | 595011
| Front Connection (FC) | 25 | 4547560 | 595028
|  | 32 | 4547560 | 595035
|  | 40 | 4547560 | 595042
|  | 50 | 4547560 | 595059
|  | 63 | 4547560 | 595066
|  | 80 | 4547560 | 595073
|  | 100 | 4547560 | 595080
|  | 125 | 4547560 | 595097
| Model | In (A) | 1P
| E160-SF | 16 | 4547560 | 591761
| Icu = 25 kA @ 400V AC | 20 | 4547560 | 591778
| Cable clamps (FW) | 25 | 4547560 | 591785
|  | 32 | 4547560 | 591792
|  | 40 | 4547560 | 591808
|  | 50 | 4547560 | 591815
|  | 63 | 4547560 | 591822
|  | 80 | 4547560 | 591839
|  | 100 | 4547560 | 591846
|  | 125 | 4547560 | 591853
Terminal Cover
| Field Fit Accessory | 1P
| 1P, 1 cover long | 4547560 | 065224
MOULDED CASE CIRCUIT BREAKERS
TB2 LITE 160 FRAME
Adjustable thermal and fixed magnetic MCCBs with Front Connections
| Model | IR (A) | 3P
| E160-SJ | 16 -25 | 4547560 | 596360
| Icu = 16kA @ 400V AC | 25 -40 | 4547560 | 596377
| Front Connection (FC) | 40 -63 | 4547560 | 596384
|  | 50 -80 | 4547560 | 596391
|  | 63 -100 | 4547560 | 596407
|  | 80 -125 | 4547560 | 596414
|  | 100 - 160 | 4547560 | 596421
| Model | IR (A) | 4P
| E160-SJ | 16 -25 | 4547560 | 596438
| Icu = 16kA @ 400V AC | 25 -40 | 4547560 | 596445
| Front Connection (FC) | 40 -63 | 4547560 | 596452
|  | 50 -80 | 4547560 | 596469
|  | 63 -100 | 4547560 | 596476
|  | 80 -125 | 4547560 | 596483
|  | 100 - 160 | 4547560 | 596490
| Model | IR (A) | 3P
| S160-SCJ | 16 -25 | 4547560 | 596575
| Icu = 25kA @ 400V AC | 25 -40 | 4547560 | 596582
| Front Connection (FC) | 40 -63 | 4547560 | 596599
|  | 50 -80 | 4547560 | 596605
|  | 63-100 | 4547560 | 596612
|  | 80 -125 | 4547560 | 596629
|  | 100 -160 | 4547560 | 596636
| Model | IR (A) | 4P
| S160-SCJ | 16 -25 | 4547560 | 596711
| Icu = 25kA @ 400V AC | 25 -40 | 4547560 | 596728
| Front Connection (FC) | 40 -63 | 4547560 | 596735
|  | 50 -80 | 4547560 | 596742
|  | 63-100 | 4547560 | 596759
|  | 80 -125 | 4547560 | 596766
|  | 100 -160 | 4547560 | 596773
| Model | IR (A) | 3P
| S160-SJ | 16 -25 | 4547560 | 596858
| Icu = 40kA @ 400V AC | 25 -40 | 4547560 | 596865
| Front Connection (FC) | 40 -63 | 4547560 | 596872
|  | 50 -80 | 4547560 | 596889
|  | 63-100 | 4547560 | 596896
|  | 80 -125 | 4547560 | 596902
|  | 100 -160 | 4547560 | 596919
| Model | IR (A) | 4P
| S160-SJ | 16 -25 | 4547560 | 596995
| Icu = 40kA @ 400V AC | 25 -40 | 4547560 | 597008
| Front Connection (FC) | 40 -63 | 4547560 | 597015
|  | 50 -80 | 4547560 | 597022
|  | 63-100 | 4547560 | 597039
|  | 80 -125 | 4547560 | 597046
|  | 100 -160 | 4547560 | 597053
MOULDED CASE CIRCUIT BREAKERS
TB2 LITE 160 FRAME
Fixed Thermal and Fixed Magnetic MCCB with Front Connections
| Model | In (A) | 3P
| E160-SF | 16 | 4547560 | 595103
| Icu = 16kA @ 400V AC | 20 | 4547560 | 595110
| Front Connection (FC) | 25 | 4547560 | 595127
|  | 32 | 4547560 | 595134
|  | 40 | 4547560 | 595141
|  | 50 | 4547560 | 595158
|  | 63 | 4547560 | 595165
|  | 80 | 4547560 | 595172
|  | 100 | 4547560 | 595189
|  | 125 | 4547560 | 595196
|  | 160 | 4547560 | 595202
| Model | In (A) | 4P
| E160-SF | 16 | 4547560 | 595219
| Icu = 16kA @ 400V AC | 20 | 4547560 | 595226
| Front Connection (FC) | 25 | 4547560 | 595233
|  | 32 | 4547560 | 595240
|  | 40 | 4547560 | 595257
|  | 50 | 4547560 | 595264
|  | 63 | 4547560 | 595271
|  | 80 | 4547560 | 595288
|  | 100 | 4547560 | 595295
|  | 125 | 4547560 | 595301
|  | 160 | 4547560 | 595318
| Model | In (A) | 3P
| S160-SCF | 16 | 4547560 | 595325
| Icu = 25kA @ 400V AC | 20 | 4547560 | 595332
| Front Connection (FC) | 25 | 4547560 | 595349
|  | 32 | 4547560 | 595356
|  | 40 | 4547560 | 595363
|  | 50 | 4547560 | 595370
|  | 63 | 4547560 | 595387
|  | 80 | 4547560 | 595394
|  | 100 | 4547560 | 595400
|  | 125 | 4547560 | 595417
|  | 160 | 4547560 | 595424
| Model | In (A) | 4P
| S160-SCF | 16 | 4547560 | 595431
| Icu = 25kA @ 400V AC | 20 | 4547560 | 595448
| Front Connection (FC) | 25 | 4547560 | 595455
|  | 32 | 4547560 | 595462
|  | 40 | 4547560 | 595479
|  | 50 | 4547560 | 595486
|  | 63 | 4547560 | 595493
|  | 80 | 4547560 | 595509
|  | 100 | 4547560 | 595516
|  | 125 | 4547560 | 595523
|  | 160 | 4547560 | 595530
MOULDED CASE CIRCUIT BREAKERS
TB2 LITE 160 FRAME
Fixed Thermal and Fixed Magnetic MCCB with Front Connections
| Model | In (A) | 3P
| S160-SF | 16 | 4547560 | 596049
| Icu = 40kA @ 400V AC | 20 | 4547560 | 596056
| Front Connection (FC) | 25 | 4547560 | 596063
|  | 32 | 4547560 | 596070
|  | 40 | 4547560 | 596087
|  | 50 | 4547560 | 596094
|  | 63 | 4547560 | 596100
|  | 80 | 4547560 | 596117
|  | 100 | 4547560 | 596124
|  | 125 | 4547560 | 596131
|  | 160 | 4547560 | 596148
| Model | In (A) | 4P
| S160-SF | 16 | 4547560 | 596155
| Icu = 40kA @ 400V AC | 20 | 4547560 | 596162
| Front Connection (FC) | 25 | 4547560 | 596179
|  | 32 | 4547560 | 596186
|  | 40 | 4547560 | 596193
|  | 50 | 4547560 | 596209
|  | 63 | 4547560 | 596216
|  | 80 | 4547560 | 596223
|  | 100 | 4547560 | 596230
|  | 125 | 4547560 | 596247
|  | 160 | 4547560 | 596254
Adjustable thermal and fixed magnetic MCCBs with Cable Clamps
| Model | IR (A) | 3P
| E160-SJ | 16 - 25 | 4547560 | 592263
| Icu = 16kA @ 400V AC | 25 - 40 | 4547560 | 592270
| Cable clamps (FW) | 40 -63 | 4547560 | 592287
|  | 50 - 80 | 4547560 | 592294
|  | 63 -100 | 4547560 | 592300
|  | 80 -125 | 4547560 | 592317
|  | 100 -160 | 4547560 | 592324
| Model | IR (A) | 4P
| E160-SJ | 16 - 25 | 4547560 | 592409
| Icu = 16kA @ 400V AC | 25 - 40 | 4547560 | 592416
| Cable clamps (FW) | 40 -63 | 4547560 | 592423
|  | 50 - 80 | 4547560 | 592430
|  | 63 -100 | 4547560 | 592447
|  | 80 -125 | 4547560 | 592454
|  | 100 -160 | 4547560 | 592461
| Model | IR (A) | 3P
| S160-SCJ | 16 - 25 | 4547560 | 591983
| Icu = 25kA @ 400V AC | 25 - 40 | 4547560 | 591990
| Cable clamps (FW) | 40 -63 | 4547560 | 592003
|  | 50 - 80 | 4547560 | 592010
|  | 63 -100 | 4547560 | 592027
|  | 80 -125 | 4547560 | 592034
|  | 100 -160 | 4547560 | 592041
MOULDED CASE CIRCUIT BREAKERS
TB2 LITE 160 FRAME
Adjustable Thermal and Fixed Magnetic MCCB with Cable Clamps
| Model | IR (A) | 4P
| S160-SCJ | 16 - 25 | 4547560 | 592126
| Icu = 25kA @ 400V AC | 25 - 40 | 4547560 | 592133
| Cable clamps (FW) | 40 -63 | 4547560 | 592140
|  | 50 - 80 | 4547560 | 592157
|  | 63 -100 | 4547560 | 592164
|  | 80 -125 | 4547560 | 592171
|  | 100 -160 | 4547560 | 592188
| Model | IR (A) | 3P
| S160-SJ | 16 - 25 | 4547560 | 592546
| Icu = 40kA @ 400V AC | 25 - 40 | 4547560 | 592553
| Cable clamps (FW) | 40 -63 | 4547560 | 592560
|  | 50 - 80 | 4547560 | 592577
|  | 63 -100 | 4547560 | 592584
|  | 80 -125 | 4547560 | 592591
|  | 100 -160 | 4547560 | 592607
| Model | IR (A) | 4P
| S160-SJ | 16 - 25 | 4547560 | 592683
| Icu = 40kA @ 400V AC | 25 - 40 | 4547560 | 592690
| Cable clamps (FW) | 40 -63 | 4547560 | 592706
|  | 50 - 80 | 4547560 | 592713
|  | 63 -100 | 4547560 | 592720
|  | 80 -125 | 4547560 | 592737
|  | 100 -160 | 4547560 | 592744
Switch Disconnectors
| Model | In (A) | 3P
| S160-SN | 160 | 4547560 | 592836
Cable clamps (FW)
| Model | In (A) | 4P
| S160-SN | 160 | 4547560 | 592850
Cable clamps (FW)
MOULDED CASE CIRCUIT BREAKERS
TB2 LITE 160 FRAME
MCCBs for use Above 250V DC
| Model | In (A) | 3P
| S160-SD | 25 | 4547560 | 936203
| Icu = 5kA @ 600V DC | 32 | 4547560 | 936210
| Icu = 10kA @ 350V DC | 40 | 4547560 | 936227
| Front Connection (FC) | 63 | 4547560 | 936234
|  | 80 | 4547560 | 936241
|  | 100 | 4547560 | 936258
|  | 125 | 4547560 | 936265
|  | 160 | 4547560 | 936272
| Model | In (A) | 3P
| S160-GD | 25 | 4547560 | 937064
| Icu = 10kA @ 600V DC | 32 | 4547560 | 937071
| Icu = 15kA @ 500V DC | 40 | 4547560 | 937088
| Front Connection (FC) | 63 | 4547560 | 937095
|  | 80 | 4547560 | 937101
|  | 100 | 4547560 | 937118
|  | 125 | 4547560 | 937125
|  | 160 | 4547560 | 937132
Switch Disconnectors for use above 250V DC
| Model | In (A) | 3P
| S160-SDN | 160 | 4547560 | 936333
Front Connection (FC)
600V DC
MOULDED CASE CIRCUIT BREAKERS
TB2 LITE 160 FRAME
Accessories
Auxiliary Switches (AX)
| Field Fit Accessory |  | Code
| Changeover (1AB) |  | 4547560 | 002489
| Changeover for low currents (1AB) (mA) |  | 4547560 | 002892
Alarm Switches (AL)
| Field Fit Accessory |  | Code
| Changeover (left pole) |  | 4547560 | 002557
| Changeover (right pole) |  | 4547560 | 002564
Shunt Trips (SHT)
| Field Fit Accessory |  | Code
| AC 100-120V |  | 4547560 | 002649
| AC 200-240V |  | 4547560 | 002656
| AC 380-450V |  | 4547560 | 002663
| DC 24V |  | 4547560 | 002670
| DC 48V |  | 4547560 | 002687
| DC 100-120V |  | 4547560 | 002694
| DC 200-240V |  | 4547560 | 002700
MOULDED CASE CIRCUIT BREAKERS
TB2 LITE 160 FRAME
Accessories
Undervoltage Trips (UVT)
| Field Fit Accessory |  | Code
| AC 100-120V |  | 4547560 | 002779
| AC 200-240V |  | 4547560 | 002786
| AC 380-450V |  | 4547560 | 002793
| DC 24V |  | 4547560 | 002809
| DC 100-120V |  | 4547560 | 002816
| DC 200-240V |  | 4547560 | 002823
| AC 100-110V Time Delay for 3P |  | 4547560 | 002908
| AC 200-220V Time Delay for 3P |  | 4547560 | 002915
| AC 380-415V Time Delay for 3P |  | 4547560 | 002922
| DC 24V Time Delay for 3P |  | 4547560 | 002939
| DC 100-110V Time Delay for 3P |  | 4547560 | 002946
| DC 200-220V Time Delay for 3P |  | 4547560 | 002953
| AC 115V to 120V Time Delay for 3P |  | 4547560 | 002960
| AC 230-240V Time Delay for 3P |  | 4547560 | 002977
| AC 440V-450V Time Delay for 3P |  | 4547560 | 002984
| DC 115V to 120V Time Delay for 3P |  | 4547560 | 002981
| DC 230-240V Time Delay for 3P |  | 4547560 | 003004
| AC 100-110V Time Delay for 4P |  | 4547560 | 003011
| AC 200-220V Time Delay for 4P |  | 4547560 | 003028
| AC 380-415V Time Delay for 4P |  | 4547560 | 003035
| DC 24V Time Delay for 4P |  | 4547560 | 003042
| DC 100-110V Time Delay for 4P |  | 4547560 | 003059
| DC 200-220V Time Delay for 4P |  | 4547560 | 003066
| AC 115V to 120V Time Delay for 4P |  | 4547560 | 003073
| AC 230-240V Time Delay for 4P |  | 4547560 | 003080
| AC 440V-450V Time Delay for 4P |  | 4547560 | 003097
| DC 115V to 120V Time Delay for 4P |  | 4547560 | 003103
| DC 230-240V Time Delay for 4P |  | 4547560 | 003110
MOULDED CASE CIRCUIT BREAKERS
TB2 LITE 160 FRAME
Accessories
Extension Bars
| Field Fit Accessory | Code
| 3 bars (straight) (60-160A) | 4547560 | 068072
| 3 bars (spread) (60-160A) | 4547560 | 068096
| 4 bars (straight) (60 ~160A) | 4547560 | 068089
| 4 bars (spread) (60-160A) | 4547560 | 068102
Horizontal Rear Connections
| Field Fit Accessory | Code
| 3 studs (60 - 160A) | 4547560 | 067907
| 4 studs (60 - 160A) | 4547560 | 067914
| 3 studs (10 - 50A) | 4547560 | 067877
| 4 studs (10 - 50A) | 4547560 | 067884
Contact Terasaki if you require vertical rear connections
External Operating Handles Breaker Mounted Type (HB)
| Field Fit accessory | Code
| Black handle IP3X | 4547560 | 906046
| Red handle IP3X | 4547560 | 906527
| Black handle IP5X | 4547560 | 906053
| Red handle IP5X | 4547560 | 906534
External Operating Handles Panel Mounted Type
| Field Fit Accessory | Code
| S Type Black handle IP55 | 4547560 | 067174
| S Type Black handle IP65 | 4547560 | 067198
MOULDED CASE CIRCUIT BREAKERS
TB2 LITE 160 FRAME
Accessories
Slide Type Mechanical Interlocks (MS)
| Field Fit Accessory | Code
| Front / rear connection 160AF 3P | 4547560 | 068201
| Front / rear connection 160AF 4P | 4547560 | 068225
Order one part between two MCCBs
Handle Locks (HL)
| Field Fit Accessory | Code
| for 160 / 250AF | 4547560 | 064906
Terminal Covers for Front Connection (FC)
| Field Fit Accessory | Code
| 3P, 1 cover long | 4547560 | 065248
| 4P, 1 cover long | 4547560 | 065255
| 3P, 1 cover long (for spread extension bars) | 4547560 | 065262
| 4P, 1 cover long (for spread extension bars) | 4547560 | 065279
| terminal cover lock | 4547560 | 066917
Terminal Covers for Rear Connection
| Field Fit Accessory | Code
| 3P, 1 cover | 4547560 | 065453
| 4P, 1 cover | 4547560 | 065460
| Terminal cover lock | 4547560 | 066917
Interpole Barriers (BA)
| Field Fit Accessory | Code
| Interpole barriers are supplied as standard | 4547560 | 065682
2 pieces per 3P MCCB, 3 pieces per 4P MCCB.
for additional barriers please order individually.
1 Barrier
MOULDED CASE CIRCUIT BREAKERS
TB2 LITE 160 FRAME
Accessories
Lead Terminal Block
| Feld Fit Accessory | Code
| Left side | 4547560 | 065743
| Right side | 4547560 | 065736
Din Rail Adapter
| Field Fit Accessory | Code
| Din Rail Adapter | 4547560 | 066900
Door Flange
| Field Fit Accessory | Code
| For toggle operation | 4547560 | 044908
MOULDED CASE CIRCUIT BREAKERS
TB2 LITE 250 FRAME
Adjustable Thermal and Adjustable Magnetic MCCBs with Front Connections
| Model | IR (A) | 3P
| E250-SCJ | 32 -50 | 4547560 | 933486
| Icu = 16kA @ 400V AC | 40-63 | 4547560 | 933493
| Front Connection (FC) | 63-100 | 4547560 | 929540
|  | 80-125 | 4547560 | 929557
|  | 100-160 | 4547560 | 929564
|  | 125-200 | 4547560 | 929571
|  | 160-250 | 4547560 | 929588
| Model | IR (A) | 4P
| E250-SCJ | 32 -50 | 4547560 | 933509
| Icu = 16kA @ 400V AC | 40-63 | 4547560 | 933516
| Front Connection (FC) | 63-100 | 4547560 | 929595
|  | 80-125 | 4547560 | 929601
|  | 100-160 | 4547560 | 929618
|  | 125-200 | 4547560 | 929625
|  | 160-250 | 4547560 | 929632
| Model | IR (A) | 3P
| E250-SJ | 32 -50 | 4547560 | 933523
| Icu = 25kA @ 400V AC | 40-63 | 4547560 | 933530
| Front Connection (FC) | 63-100 | 4547560 | 930485
|  | 80-125 | 4547560 | 930492
|  | 100-160 | 4547560 | 930508
|  | 125-200 | 4547560 | 930515
|  | 160-250 | 4547560 | 930522
| Model | IR (A) | 4P
| E250-SJ | 32 -50 | 4547560 | 933547
| Icu = 25kA @ 400V AC | 40-63 | 4547560 | 933554
| Front Connection (FC) | 63-100 | 4547560 | 930584
|  | 80-125 | 4547560 | 930591
|  | 100-160 | 4547560 | 930607
|  | 125-200 | 4547560 | 930614
|  | 160-250 | 4547560 | 930621
| Model | IR (A) | 3P
| S250-SJ | 32 -50 | 4547560 | 933561
| Icu = 40 kA @ 400V AC | 40-63 | 4547560 | 933578
| Front Connection (FC) | 100-160 | 4547560 | 930683
|  | 125-200 | 4547560 | 930690
|  | 160-250 | 4547560 | 930706
| Model | IR (A) | 4P
| S250-SJ | 32 -50 | 4547560 | 933608
| Icu = 40 kA @ 400V AC | 40-63 | 4547560 | 933615
| Front Connection (FC) | 100-160 | 4547560 | 930744
|  | 125-200 | 4547560 | 930751
|  | 160-250 | 4547560 | 930768
MOULDED CASE CIRCUIT BREAKERS
TB2 LITE 250 FRAME
Fixed thermal and fixed magnetic MCCBs with front connections
| Model | InA) | 3P
| E250-SCF | 50 | 4547560 | 933363
| Icu = 16kA @ 400V AC | 63 | 4547560 | 933370
| Front Connection (FC) | 100 | 4547560 | 936340
|  | 125 | 4547560 | 936304
|  | 150 | 4547560 | 929311
|  | 175 | 4547560 | 929328
|  | 200 | 4547560 | 929335
|  | 225 | 4547560 | 929342
|  | 250 | 4547560 | 929359
| Model | InA) | 4P
| E250-SCF | 50 | 4547560 | 933387
| Icu = 16kA @ 400V AC | 63 | 4547560 | 933394
| Front Connection (FC) | 100 | 4547560 | 936357
|  | 125 | 4547560 | 929366
|  | 150 | 4547560 | 929373
|  | 175 | 4547560 | 929380
|  | 200 | 4547560 | 929397
|  | 225 | 4547560 | 929403
|  | 250 | 4547560 | 929410
| Model | InA) | 3P
| E250-SF | 50 | 4547560 | 933400
| Icu = 25kA @ 400V AC | 63 | 4547560 | 933417
| Front Connection (FC) | 100 | 4547560 | 936364
|  | 125 | 4547560 | 930126
|  | 150 | 4547560 | 930133
|  | 175 | 4547560 | 930140
|  | 200 | 4547560 | 930157
|  | 225 | 4547560 | 930164
|  | 250 | 4547560 | 930171
| Model | InA) | 4P
| E250-SF | 50 | 4547560 | 933424
| Icu = 25kA @ 400V AC | 63 | 4547560 | 933431
| Front Connection (FC) | 100 | 4547560 | 936371
|  | 125 | 4547560 | 929489
|  | 150 | 4547560 | 929496
|  | 175 | 4547560 | 929502
|  | 200 | 4547560 | 929519
|  | 225 | 4547560 | 929526
|  | 250 | 4547560 | 929533
MOULDED CASE CIRCUIT BREAKERS
TB2 LITE 250 FRAME
Fixed thermal and fixed magnetic MCCBs with front connections
| Model | InA) | 3P
| S250-SF | 50 | 4547560 | 933448
| Icu = 40kA @ 400V AC | 63 | 4547560 | 933455
| Front Connection (FC) | 100 | 4547560 | 936388
|  | 125 | 4547560 | 930300
|  | 150 | 4547560 | 930317
|  | 175 | 4547560 | 930324
|  | 200 | 4547560 | 930331
|  | 225 | 4547560 | 930348
|  | 250 | 4547560 | 930355
| Model | InA) | 4P
| S250-SF | 50 | 4547560 | 933462
| Icu = 40kA @ 400V AC | 63 | 4547560 | 933479
| Front Connection (FC) | 100 | 4547560 | 936395
|  | 125 | 4547560 | 930423
|  | 150 | 4547560 | 930430
|  | 175 | 4547560 | 930447
|  | 200 | 4547560 | 930454
|  | 225 | 4547560 | 930461
|  | 250 | 4547560 | 930478
Switch Disconnectors
| Model | In (A) | 3P
| S250-SN | 250 | 4547560 | 930942
Front Connection (FC)
| Model | In (A) | 4P
| S250-SN | 250 | 4547560 | 930973
Front Connection (FC)
MOULDED CASE CIRCUIT BREAKERS
TB2 LITE 250 FRAME
MCCBs for Use Above 250V DC
| Model | InA) | 3P
| S250-SD | 100 | 4547560 | 941092
| Icu = 5kA @ 600V DC | 125 | 4547560 | 941108
| Icu = 10kA @ 350V DC | 160 | 4547560 | 941115
| Front Connection (FC) | 200 | 4547560 | 941122
|  | 250 | 4547560 | 941139
| Model | InA) | 3P
| S250-GD | 100 | 4547560 | 941177
| Icu = 10kA @ 600V DC | 125 | 4547560 | 941184
| Icu = 15kA @ 500V DC | 160 | 4547560 | 941191
| Front Connection (FC) | 200 | 4547560 | 941207
|  | 250 | 4547560 | 941214
| Model | IR (A) | 3P
| PVS160-SDL | 50 | 4547560 | 938887
| 750V DC | 63 | 4547560 | 938894
| Icu = 5kA | 100 | 4547560 | 938900
| Thermal Magnetic | 125 | 4547560 | 938917
|  | 160 | 4547560 | 938924
Poles wired in series
Reverse Connection version available on request
| Model | IR (A) | 4P
| PVS160-SDL | 50 | 4547560 | 939297
| 750V DC | 63 | 4547560 | 939303
| Icu = 10kA | 100 | 4547560 | 939310
| Thermal Magnetic | 125 | 4547560 | 939327
|  | 160 | 4547560 | 939334
| Model | IR (A) | 4P
| PVS160-SDH | 50 | 4547560 | 939884
| 1000V DC | 63 | 4547560 | 939891
| Icu = 5kA | 100 | 4547560 | 939907
| Thermal Magnetic | 125 | 4547560 | 939914
|  | 160 | 4547560 | 939921
Poles wired in series
Reverse Connection version available on request
| Model | IR (A) | 3P
| PVS250-SDL | 100 | 4547560 | 938931
| 750V DC | 125 | 4547560 | 938948
| Icu = 5kA | 160 | 4547560 | 938955
| Thermal Magnetic | 200 | 4547560 | 938962
|  | 250 | 4547560 | 938979
Poles wired in series
Reverse Connection version available on request
MOULDED CASE CIRCUIT BREAKERS
TB2 LITE 250 FRAME
MCCBs for Use Above 250V DC
| Model | IR (A) | 4P
| PVS250-SDL | 100 | 4547560 | 939341
| 750V DC | 125 | 4547560 | 939358
| Icu = 10kA | 160 | 4547560 | 939365
| Thermal Magnetic | 200 | 4547560 | 939372
|  | 250 | 4547560 | 939389
Poles wired in series
Reverse Connection version available on request
| Model | IR (A) | 4P
| PVS250-SDH | 100 | 4547560 | 939938
| 1000V DC | 125 | 4547560 | 939945
| Icu = 5kA | 160 | 4547560 | 939952
| Thermal Magnetic | 200 | 4547560 | 939969
|  | 250 | 4547560 | 939976
Poles wired in series
Reverse Connection version available on request
Switch Disconnectors for use above 250V DC
| Model | In (A) | 3P
| S250-SDN | 250 | 4547560 | 941245
Front Connection (FC)
600V DC
| Model | In (A) | 4P
| PVS160-SNL | 160 | 4547560 | 939426
800V DC
Poles wired in series
Reverse Connection version available on request
| Model | In (A) | 4P
| PVS160-SNH | 160 | 4547560 | 940118
1000V DC
Poles wired in series
Reverse Connection version available on request
| Model | In (A) | 4P
| PVS250-SNL | 250 | 4547560 | 939457
800V DC
Poles wired in series
Reverse Connection version available on request
| Model | In (A) | 4P
| PVS250-SNH | 250 | 4547560 | 942525
1000V DC
Poles wired in series
Reverse Connection version available on request
MOULDED CASE CIRCUIT BREAKERS
TB2 LITE 250 FRAME
Accessories
Auxiliary Switches (AX)
| Field Fit Accessory | Code
| Changeover (1AB) | 4547560 | 002489
| Changeover for low currents (1AB) (mA) | 4547560 | 002892
Alarm Switches (AL)
| Field Fit Accessory | Code
| Changeover (left pole) | 4547560 | 002557
| Changeover (right pole) | 4547560 | 002564
Shunt Trips (SHT)
| Field Fit Accessory | Code
| AC 100-120V | 4547560 | 002649
| AC 200-240V | 4547560 | 002656
| AC 380-450V | 4547560 | 002663
| DC 24V | 4547560 | 002670
| DC 48V | 4547560 | 002687
| DC 100-120V | 4547560 | 002694
| DC 200-240V | 4547560 | 002700
MOULDED CASE CIRCUIT BREAKERS
TB2 LITE 250 FRAME
Accessories
Undervoltage Trips (UVT)
| Field Fit Accessory | Code
| AC 100-120V | 4547560 | 002779
| AC 200-240V | 4547560 | 002786
| AC 380-450V | 4547560 | 002793
| DC 24V | 4547560 | 002809
| DC 100-120V | 4547560 | 002816
| DC 200-240V | 4547560 | 002823
| DC 24V Time Delay for 3P | 4547560 | 002939
| DC 100-110V Time Delay for 3P | 4547560 | 002946
| DC 200-220V Time Delay for 3P | 4547560 | 002953
| AC 100V to 110V Time Delay for 3P | 4547560 | 002908
| AC 115V to 120V Time Delay for 3P | 4547560 | 002960
| AC 200-220V Time Delay for 3P | 4547560 | 002915
| AC 230-240V Time Delay for 3P | 4547560 | 002977
| AC 380V-415V Time Delay for 3P | 4547560 | 002922
| AC 440V-450V Time Delay for 3P | 4547560 | 002984
| DC 115V to 120V Time Delay for 3P | 4547560 | 002960
| DC 230-240V Time Delay for 3P | 4547560 | 003004
| AC 100-110V Time Delay for 4P | 4547560 | 003011
| AC 200-220V Time Delay for 4P | 4547560 | 003028
| AC 380-415V Time Delay for 4P | 4547560 | 003035
| DC 24V Time Delay for 4P | 4547560 | 003042
| DC 100-110V Time Delay for 4P | 4547560 | 003059
| DC 200-220V Time Delay for 4P | 4547560 | 003066
| AC 115V to 120V Time Delay for 4P | 4547560 | 003073
| AC 230-240V Time Delay for 4P | 4547560 | 003080
| AC 440V-450V Time Delay for 4P | 4547560 | 003097
| DC 115V to 120V Time Delay for 4P | 4547560 | 003103
| DC 230-240V Time Delay for 4P | 4547560 | 003110
MOULDED CASE CIRCUIT BREAKERS
TB2 LITE 250 FRAME
Accessories
Extension Bars
| Field Fit Accessory | Code
| 3 Bars (Straight) | 4547560 | 061608
| 3 Bars (Spread) | 4547560 | 061622
| 4 Bars (Straight) | 4547560 | 061615
| 4 Bars (Spread) | 4547560 | 061639
Rear Connections
| Field Fit Accessory | Code
| 3 Studs | 4547560 | 061844
| 4 Studs | 4547560 | 061851
Cable Clamps
| Field Fit Accessory | Code
| 3 clamps | 4547560 | 062247
| 4 clamps | 4547560 | 062254
MOULDED CASE CIRCUIT BREAKERS
TB2 LITE 250 FRAME
Accessories
Motor Operation (MC)
| Field Fit Accessory | Code
| 100V to 110V AC | 4547560 | 905728
| 200V to 220V AC | 4547560 | 905766
| 230V to 240V AC | 4547560 | 905803
| 24V DC | 4547560 | 905841
| 48V DC | 4547560 | 905889
| 100V - 110V DC | 4547560 | 905926
| 200V - 220V DC | 4547560 | 905728
Motor Operation (MC) with Auto Reset
| Field Fit Accessory | Code
| 100V to 110V AC | 4547560 | 905742
| 200V to 220V AC | 4547560 | 905780
| 230V to 240V AC | 4547560 | 905827
| 24V DC | 4547560 | 905865
| 48V DC | 4547560 | 905902
| 100V - 110V DC | 4547560 | 905940
| 200V - 220V DC | 4547560 | 905988
Motor plus keylock available on request
MOULDED CASE CIRCUIT BREAKERS
TB2 LITE 250 FRAME
Accessories
External Operating Handles Breaker Mounted Type (HB)
| Field Fit Accessory | Code
| Black handle IP3X | 4547560 | 907005
| Red handle IP3X | 4547560 | 907487
| Black handle IP5X | 4547560 | 907012
| Red handle IP5X | 4547560 | 907494
External Operating Handles Panel Mounted Type (S Type)
| Field Fit Accessory | Code
| S Type black handle IP55 | 4547560 | 066344
| S Type red handle IP55 | 4547560 | 066351
| S Type black handle IP65 | 4547560 | 066382
| S Type red handle IP65 | 4547560 | 066399
Slide Type Mechanical Interlocks (MS)
| Field Fit Accessory | Code
| Front, rear connection 250AF 3P | 4547560 | 066986
| Front, rear connection type 250AF 4P | 4547560 | 066993
Order one part between two MCCBs
Link Type Mechanical Interlocks (ML)
| Field Fit Accessory | Code
| Interlock Link RHS | 4547560 | 064869
| Interlock Link LHS 3P | 4547560 | 064876
| Interlock Link LHS 4P | 4547560 | 064883
Order one interlock part for each MCCB
MOULDED CASE CIRCUIT BREAKERS
TB2 LITE 250 FRAME
Accessories
Wire Type Mechanical Interlock (MW)
| Field Fit Accessory | Code
| Interlock Wire type mechanism | 4547560 | 064890
| 1m length interlock cable | 4547560 | 036064
| 1.5m length interlock cable | 4547560 | 036057
Order one interlock part for each MCCB and one cable between each pair of MCCBs
Handle Locks (HL)
| Field Fit Accessory | Code
| for 160 / 250AF | 4547560 | 064906
Terminal Covers for Front Connection (FC)
| Field Fit Accessory | Code
| 3P, 1 cover (Short) | 4547560 | 065286
| 4P, 1 cover (Short) | 4547560 | 065293
| 3P, 1 cover (Long) | 4547560 | 065309
| 4P, 1 cover (Long) | 4547560 | 065316
| 3P, 1 cover (Spread) | 4547560 | 065323
| 4P, 1 cover (Spread) | 4547560 | 065330
| Terminal cover lock | 4547560 | 065644
Terminal Covers for Rear Connection
| Field Fit Accessory | Code
| 3P, 1 cover | 4547560 | 067075
| 4P, 1 cover | 4547560 | 067082
| Terminal cover lock | 4547560 | 065644
MOULDED CASE CIRCUIT BREAKERS
TB2 LITE 250 FRAME
Accessories
Terminal Covers for Cable Clamp Connection
| Field Fit Accessory | Code
| 3P, 1 cover | 4547560 | 065620
| 4P, 1 cover | 4547560 | 065637
| Terminal cover lock | 4547560 | 065644
Interpole Barriers (BA)
| Field Fit Accessory | Code
Interpole barriers are supplied as standard
2 pieces per 3P MCCB, 3 pieces per 4P MCCB.
for additional barriers please order individually.
| 1 Barrier | 4547560 | 065729
Lead Terminal Block
| Field Fit Accessory | Code
| Left Side | 4547560 | 065743
| Right Side | 4547560 | 065736
Door Flange
| Field Fit Accessory | Code
| For toggle operation | 4547560 | 044908
| For motorised operation | 4547560 | 044915
MOULDED CASE CIRCUIT BREAKERS
TB2 S125 FRAME
Adjustable Thermal and Adjustable Magnetic MCCBs
| Model | IR (A) | 3P
| S125-NJ | 32-50 | 4547560 | 255021
| Icu = 36kA @ 400V AC | 40-63 | 4547560 | 255038
| Front Connection (FC) | 63-100 | 4547560 | 255045
|  | 79-125 | 4547560 | 255052
| Model | IR (A) | 4P
| S125-NJ | 32-50 | 4547560 | 255120
| Icu = 36kA @ 400V AC | 40-63 | 4547560 | 255137
| Front Connection (FC) | 63-100 | 4547560 | 255144
|  | 79-125 | 4547560 | 255151
| Model | IR (A) | 3P
| S125-GJ | 13-20 | 4547560 | 255205
| Icu = 65kA @ 400V AC | 20-32 | 4547560 | 255212
| Front Connection (FC) | 32-50 | 4547560 | 255229
|  | 40-63 | 4547560 | 255236
|  | 63-100 | 4547560 | 255243
|  | 79-125 | 4547560 | 255250
| Model | IR (A) | 4P
| S125-GJ | 13-20 | 4547560 | 255304
| Icu = 65kA @ 400V AC | 20-32 | 4547560 | 255311
| Front Connection (FC) | 32-50 | 4547560 | 255328
|  | 40-63 | 4547560 | 255335
|  | 63-100 | 4547560 | 255342
|  | 79-125 | 4547560 | 255359
MCCBs with Magnetic Trip Only
| Model | IR (A) | 3P
| S125-NJ | 12-20 | 4547560 | 257001
| Icu = 36kA @ 400V AC | 20-32 | 4547560 | 257018
| Front Connection (FC) | 32-50 | 4547560 | 257025
|  | 40-63 | 4547560 | 257032
|  | 63-100 | 4547560 | 257049
|  | 80-125 | 4547560 | 257056
| Model | IR (A) | 4P
| S125-NJ | 12-20 | 4547560 | 257100
| Icu = 36kA @ 400V AC | 20-32 | 4547560 | 257117
| Front Connection (FC) | 32-50 | 4547560 | 257124
|  | 40-63 | 4547560 | 257131
|  | 63-100 | 4547560 | 257148
|  | 80-125 | 4547560 | 257155
MOULDED CASE CIRCUIT BREAKERS
TB2 S125 FRAME
Adjustable Thermal and Adjustable Magnetic MCCBs
MCCBs with Magnetic Trip Only
| Model | IR (A) | 3P
| S125-GJ | 12-20 | 4547560 | 257506
| Icu = 65kA @ 400V AC | 20-32 | 4547560 | 257513
| Front Connection (FC) | 32-50 | 4547560 | 257520
|  | 40-63 | 4547560 | 257537
|  | 63-100 | 4547560 | 257544
|  | 80-125 | 4547560 | 257551
| Model | IR (A) | 4P
| S125-GJ | 12-20 | 4547560 | 257605
| Icu = 65kA @ 400V AC | 20-32 | 4547560 | 257612
| Front Connection (FC) | 32-50 | 4547560 | 257629
|  | 40-63 | 4547560 | 257636
|  | 63-100 | 4547560 | 257643
|  | 80-125 | 4547560 | 257650
MCCBs with Adjustable Thermal and Fixed Low Instantaneous Trip : For Generator
| Model | IR (A) | 3P
| S125-NJ | 12-20 | 4547560 | 258244
| Icu = 36kA @ 400V AC | 20-32 | 4547560 | 258251
| Front Connection (FC) | 63-100 | 4547560 | 258268
|  | 80-125 | 4547560 | 258275
| Model | IR (A) | 4P
| S125-NJ | 12-20 | 4547560 | 258305
| Icu = 36kA @ 400V AC | 20-32 | 4547560 | 258312
| Front Connection (FC) | 63-100 | 4547560 | 258329
|  | 80-125 | 4547560 | 258336
| Model | IR (A) | 3P
| S125-GJ | 12-20 | 4547560 | 258541
| Icu = 65kA @ 400V AC | 20-32 | 4547560 | 258558
| Front Connection (FC) | 63-100 | 4547560 | 258565
|  | 80-125 | 4547560 | 258572
| Model | IR (A) | 4P
| S125-GJ | 12-20 | 4547560 | 258602
| Icu = 65kA @ 400V AC | 20-32 | 4547560 | 258619
| Front Connection (FC) | 63-100 | 4547560 | 258626
|  | 80-125 | 4547560 | 258633
MCCBs for 1000V AC
| Model | IR (A) | 3P
| VS125-NJ | 20 * | 4547560 | 270932
| 1000V AC | 32 * | 4547560 | 270949
| Icu = 6kA | 50 | 4547560 | 270956
| Thermal Magnetic | 63 | 4547560 | 270963
|  | 100 | 4547560 | 270970
|  | 125 | 4547560 | 270987
* Icu = 4kA
MOULDED CASE CIRCUIT BREAKERS
TB2 S125 FRAME
Circuit Breakers with Residual Current Protection (CBR)
| Model | IR (A) | 3P
| ZE125-NJ | 12-20 | 4547560 | 622106
| Icu =25 kA @ 400V AC | 20-32 | 4547560 | 622113
| Front Connection (FC) | 32-50 | 4547560 | 622120
|  | 40-63 | 4547560 | 622137
|  | 63-100 | 4547560 | 622144
|  | 80-125 | 4547560 | 622151
| Model | IR (A) | 4P
| ZE125-NJ | 12-20 | 4547560 | 622205
| Icu =25 kA @ 400V AC | 20-32 | 4547560 | 622212
| Front Connection (FC) | 32-50 | 4547560 | 622229
|  | 40-63 | 4547560 | 622236
|  | 63-100 | 4547560 | 622243
|  | 80-125 | 4547560 | 622250
| Model | IR (A) | 3P
| ZS125-NJ | 12-20 | 4547560 | 622502
| Icu = 36kA @ 400V AC | 20-32 | 4547560 | 622519
| Front Connection (FC) | 32-50 | 4547560 | 622526
|  | 40-63 | 4547560 | 622533
|  | 63-100 | 4547560 | 622540
|  | 80-125 | 4547560 | 622557
| Model | IR (A) | 4P
| ZS125-NJ | 12-20 | 4547560 | 622601
| Icu = 36kA @ 400V AC | 20-32 | 4547560 | 622618
| Front Connection (FC) | 32-50 | 4547560 | 622625
|  | 40-63 | 4547560 | 622632
|  | 63-100 | 4547560 | 622649
|  | 80-125 | 4547560 | 622656
| Model | IR (A) | 3P
| ZS125-GJ | 12-20 | 4547560 | 622304
| Icu = 65kA @ 400V AC | 20-32 | 4547560 | 622311
| Front Connection (FC) | 32-50 | 4547560 | 622328
|  | 40-63 | 4547560 | 622335
|  | 63-100 | 4547560 | 622342
|  | 80-125 | 4547560 | 622359
| Model | IR (A) | 4P
| ZS125-GJ | 12-20 | 4547560 | 622403
| Icu = 65kA @ 400V AC | 20-32 | 4547560 | 622410
| Front Connection (FC) | 32-50 | 4547560 | 622427
|  | 40-63 | 4547560 | 622434
|  | 63-100 | 4547560 | 622441
|  | 80-125 | 4547560 | 622458
CBR with Residual Monitor and Remote Trip
| Model | IR (A) | 3P
| ZE125-NJ ZP | 12-20 | 4547560 | 622700
| Icu = 25kA @ 400V AC | 20-32 | 4547560 | 622717
| Front Connection (FC) | 32-50 | 4547560 | 622724
|  | 40-63 | 4547560 | 622731
|  | 63-100 | 4547560 | 622748
|  | 80-125 | 4547560 | 622755
| Model | IR (A) | 4P
| ZE125-NJ ZP | 12-20 | 4547560 | 622809
| Icu = 25kA @ 400V AC | 20-32 | 4547560 | 622816
| Front Connection (FC) | 32-50 | 4547560 | 622823
|  | 40-63 | 4547560 | 622830
|  | 63-100 | 4547560 | 622847
|  | 80-125 | 4547560 | 622854
MOULDED CASE CIRCUIT BREAKERS
TB2 S125 FRAME
CBR with Residual Monitor and Remote Trip
| Model | IR (A) | 3P
| ZS125-NJ ZP | 12-20 | 4547560 | 623103
| Icu = 36kA @ 400V AC | 20-32 | 4547560 | 623110
| Front Connection (FC) | 32-50 | 4547560 | 623127
|  | 40-63 | 4547560 | 623134
|  | 63-100 | 4547560 | 623141
|  | 80-125 | 4547560 | 623158
| Model | IR (A) | 4P
| ZS125-NJ ZP | 12-20 | 4547560 | 623202
| Icu = 36kA @ 400V AC | 20-32 | 4547560 | 623219
| Front Connection (FC) | 32-50 | 4547560 | 623226
|  | 40-63 | 4547560 | 623233
|  | 63-100 | 4547560 | 623240
|  | 80-125 | 4547560 | 623257
| Model | IR (A) | 3P
| ZS125-GJ ZP | 12-20 | 4547560 | 622908
| Icu = 65kA @ 400V AC | 20-32 | 4547560 | 622915
| Front Connection (FC) | 32-50 | 4547560 | 622922
|  | 40-63 | 4547560 | 622939
|  | 63-100 | 4547560 | 622946
|  | 80-125 | 4547560 | 622953
| Model | IR (A) | 4P
| ZS125-GJ ZP | 12-20 | 4547560 | 623004
| Icu = 65kA @ 400V AC | 20-32 | 4547560 | 623011
| Front Connection (FC) | 32-50 | 4547560 | 623028
|  | 40-63 | 4547560 | 623035
|  | 63-100 | 4547560 | 623042
|  | 80-125 | 4547560 | 623059
Switch Disconnectors
| Model | In (A) | 3P
| S125-NN | 125 | 4547560 | 244902
Front Connection (FC)
| Model | In (A) | 4P
| S125-NN | 125 | 4547560 | 245008
Front Connection (FC)
MOULDED CASE CIRCUIT BREAKERS
TB2 S125 FRAME
Accessories
Auxiliary Switches (AX) General Purpose
| Field Fit Accessory | Code
| Changeover | 4547560 | 000348
| Changeover for low currents (mA) | 4547560 | 000324
Auxiliary Switches (AX) Heavy Duty
| Field Fit Accessory | Code
| Normally open | 4547560 | 000300
| Normally closed | 4547560 | 000317
Alarm Switches (AL) General Purpose
| Field Fit Accessory | Code
| Changeover | 4547560 | 000744
| Changeover for low currents (mA) | 4547560 | 000720
Alarm Switches (AL) Heavy Duty
| Field Fit Accessory | Code
| Normally open | 4547560 | 000706
| Normally closed | 4547560 | 000713
Shunt Trips (SHT)
| Field Fit Accessory - Not compatible with CBR | Code
| AC 100-120V | 4547560 | 000904
| AC 200-240V | 4547560 | 000911
| AC 380-450V | 4547560 | 000928
| DC 12V | 4547560 | 000973
| DC 24V | 4547560 | 000935
| DC 48V | 4547560 | 000942
| DC 100-120V | 4547560 | 000959
| DC 200-240V | 4547560 | 000966
MOULDED CASE CIRCUIT BREAKERS
TB2 S125 FRAME
Accessories
Undervoltage Trips (UVT)
| Field Fit Accessory - Not compatible with CBR | Code
| AC 100-120V | 4547560 | 001208
| AC 200-240V | 4547560 | 001215
| AC 380-450V | 4547560 | 001222
| DC 24V | 4547560 | 001239
| DC 100-120V | 4547560 | 001246
| DC 200-240V | 4547560 | 001253
| AC 100-110V Time-delay | 4547560 | 001307
| AC 115-120V Time-delay | 4547560 | 001369
| AC 200-220V Time-delay | 4547560 | 001314
| AC 230-240V Time-delay | 4547560 | 001376
| AC 380-415V Time-delay | 4547560 | 001321
| AC 440-450V Time-delay | 4547560 | 001383
| DC 24V Time-delay Version | 4547560 | 001338
| DC 100-110V Time-delay | 4547560 | 001345
| DC 115-120V Time-delay | 4547560 | 001390
| DC 200-220V Time-delay | 4547560 | 001352
| DC 230-240V Time-delay | 4547560 | 001406
*Not suitable for use with CBR
Extension Bars (FB)
| Field Fit Accessory | Code
| 3 bars (Straight) | 4547560 | 010026
| 4 bars (Straight) | 4547560 | 010040
MOULDED CASE CIRCUIT BREAKERS
TB2 S125 FRAME
Accessories
Rear Connections (RC)
| Field Fit Accessory - Not compatible for use with CBR | Code
| 3 studs | 4547560 | 080883
| 4 studs | 4547560 | 080890
Fixed Part of Plug-in MCCB (PM)
| Field Fit Accessory - Not compatible for use with CBR | Code
| 3P | 4547560 | 060267
| 4P | 4547560 | 060359
Plug-in Conversion for MCCB
| Field Fit Accessory - Not compatible for use with CBR or MCCBs for 1000V AC | Code
| 3P | 4547560 | 800160
| 4P | 4547560 | 800177
Extension Terminal for Fixed Part of Plug-in MCCB (PF)
| Field Fit Accessory - Not compatible for use with CBR | Code
| 3 bars | 4547560 | 045813
| bars | 4547560 | 045820
Terminal Covers for Extension Terminals for Fixed Part of Plug-In MCCB
| Field Fit Accessory | Code
| 3P 125A Plug-in Base, 1 Terminal Cover | 4547560 | 045707
| 4P 125A Plug-in Base, 1 Terminal Cover | 4547560 | 045714
Control Wiring Terminals for Plug-in MCCBs
| Field Fit Accessory - Not compatible for use with CBR | Code
| Plug for auxiliary switches and alarm switches | 4547560 | 800108
| Plug for shunt trips and undervoltage trips | 4547560 | 800115
Order one plug for each electrical accessory
MOULDED CASE CIRCUIT BREAKERS
TB2 S125 FRAME
Accessories
Control Wiring Terminals for Plug-in MCCBs
| Field Fit Accessory - Not compatible for use with CBR | Code
| Socket | 4547560 | 045004
Order one socket for each electrical accessory
Cable Clamps (FW)
| Field Fit Accessory - Not compatible with CBR | Code
| 3 clamps | 4547560 | 080715
| 4 clamps | 4547560 | 080722
Motor Operation (MC)
| Field Fit Accessory | Code
| AC 100-110V | 4547560 | 755606
| AC 200-220V | 4547560 | 755613
| AC 230-240V | 4547560 | 755620
| DC 24V | 4547560 | 755637
| DC 48V | 4547560 | 755644
| DC 100V | 4547560 | 755651
| DC 200-220V | 4547560 | 755668
Motor Operation (MC) with Automatic Reset
| Field Fit Accessory | Code
| AC 100-110V | 4547560 | 755873
| AC 200-220V | 4547560 | 755880
| AC 230-240V | 4547560 | 755897
| DC 24V | 4547560 | 755675
| DC 48V | 4547560 | 755682
| DC 100V | 4547560 | 755699
| DC 200-220V | 4547560 | 755583
Motor plus keylock available on request
MOULDED CASE CIRCUIT BREAKERS
TB2 S125 FRAME
Accessories
External Operating Handles (Breaker Mounted Type) (HB)
| Field Fit Accessory | Code
| Black handle IP3X | 4547560 | 725623
| Black handle IP3X with keylock | 4547560 | 725609
| Red handle IP3X | 4547560 | 726101
| Red handle IP3X with keylock | 4547560 | 726088
| Black handle IP5X | 4547560 | 725630
| Black handle IP5X with keylock | 4547560 | 725616
| Red handle IP5X | 4547560 | 726118
| Red handle IP5X with keylock | 4547560 | 726095
External Operating Handles (Panel Mounted Type) (S Type)
| Field Fit Accessory | Code
| ‘S Type’ Black handle IP55 | 4547560 | 060601
| ‘S Type’ Red handle IP55 | 4547560 | 060618
| ‘S Type’ Black handle IP65 | 4547560 | 060649
| ‘S Type’ Red handle IP65 | 4547560 | 060656
| Castell Cam for K Lock | 4547560 | 800634
Slide Type Mechanical Interlocks (MS)
| Field Fit Accessory | Code
| Front / rear connection 125AF 3P | 4547560 | 033513
| Front / rear connection 125AF 4P | 4547560 | 033520
| Plug-in type 125AF 3P | 4547560 | 033544
| Plug-in type 125AF 4P | 4547560 | 033551
Order one part between two MCCBs
Not suitable for use with CBR
Link Type Mechanical Interlocks (ML)
| Field Fit Accessory - not compatible with CBR | Code
| Right side | 4547560 | 068126
| Left side 3P | 4547560 | 068133
| Left side 4P | 4547560 | 068140
Order one interlock part for each MCCB
Not suitable for use with CBR
MOULDED CASE CIRCUIT BREAKERS
TB2 S125 FRAME
Accessories
Wire Type Mechanical Interlocks (MW)
| Field Fit Accessory - not compatible with CBR | Code
| Interlock Mechanism | 4547560 | 036026
| 1m length interlock cable | 4547560 | 036064
| 1.5m length interlock cable | 4547560 | 036057
Order one interlock part for each MCCB and one cable between two MCCBs
Not suitable for use with CBR
Handle Locks (HL)
| Field Fit Accessory | Code
| For 125 / 250AF | 4547560 | 037016
Terminal Covers for Front Connection (CF)
| Field Fit Accessory | Code
| 3P, 1 cover | 4547560 | 080425
| 4P, 1 cover | 4547560 | 080432
| Terminal cover lock | 4547560 | 038006
Terminal Covers for Rear Connection and Plug-In (CR)
| Field Fit Accessory | Code
| 3P, 1 cover | 4547560 | 080487
| 4P, 1 cover | 4547560 | 080494
| Terminal cover lock | 4547560 | 038006
Terminal Covers for Cable Clamps (CS)
| Field Fit Accessory | Code
| 3P, 1 cover | 4547560 | 080555
| 4P, 1 cover | 4547560 | 080562
| Terminal cover lock | 4547560 | 038006
MOULDED CASE CIRCUIT BREAKERS
TB2 S125 FRAME
Accessories
Interpole Barriers (BA)
| Field Fit Accessory | Code
| 1 barrier | 4547560 | 043062
Interpole barriers are supplied as standard: 2 pieces per 3P MCCB, 3 pieces per 4P MCCB.
For additional barriers please order individually
Lead Terminal Block
| Field Fit Accessory | Code
| Left side | 4547560 | 044526
| Right side | 4547560 | 044533
DIN Rail Adapter
| Field Fit Accessory | Code
| DIN rail adapter for 125AF & 250AF | 4547560 | 045127
Neutral Link
| Field Fit Accessory | Code
| 125A Neutral Link | 4547560 | 800481
| 125/250A Neutral Link Shroud | 4547560 | 800559
Door Flange
| Field Fit Accessory | Code
| For toggle operation | 4547560 | 044908
| For motorised operation | 4547560 | 044915
MOULDED CASE CIRCUIT BREAKERS
TB2 S125 FRAME
Automatic Changeover Pairs
| 125A Frame | Code |  | Function
| a. Two TemBreak 2 MCCBs, 125A Frame | Refer to MCCB MOULDED CASE CIRCUIT BREAKERS |  | Switching and protection of the load.
| b. 2 x Auxillary switch for mains MCCB | 2 x 000348 |  | Electrical interlocking and MCCB status
| 2 x Auxillary switch for generator MCCB | 2 x 000348
| Alarm switch for main MCCB | 000744
| Alarm switch for generator MCCB | 000744
| c. Link type mechanical interlock (left) | 068133* |  | Mechanical interlocking. Cable-type mechanical Interlocking may alternatively be used.
| Link type mechanical interlock (right) | 068126*
or
| Link type mechanical interlock (left, 4P) | 068140*
| d. Motor operator for mains MCCB | Refer to “Motor Operator” Select code base on required voltage. |  | Automatic operation of circuit breaker
| Motor operator for generator MCCB | Refer to “Motor Operator” Select code base on required voltage.
| e. TemTransfer 3 Wiring Panel | 305001006 |  | Simplifies customer wiring. Terminal blocks and control relay are included. Only suitable when using Terasaki Wiring Diagram
| f. TemTransfer 3 Reset Key Switch | 305001005 |  | Resets and isolates the system for maintenance. Only suitable when using Terasaki Wiring Diagram.
| g. TemTransfer 3 Changeover Controller | 305001001 |  | Monitors mains and generator voltages and controls transfer of load. Pre-configured to operate with Terasaki Wiring Diagram.
| h. TemTransfer 3 Power Supply 24V DC | 305001003 |  | Power Supply for TemTransfer 3. Also available in 12V DC.
| TemTransfer 3 Interface Kit (optional) | 305001002 |  | Optional: Allows re-configuration of TemTransfer 3 diagnostics and advanced parameter settings.
*Not available for CBR’s
MOULDED CASE CIRCUIT BREAKERS
Adjustable Thermal and Adjustable Magnetic MCCBs
| Model | IR (A) | 3P
| S160-NJ | 12-20* | 4547560 | 326837
| Icu = 36 kA @ 400V AC | 20-32* | 4547560 | 326844
| *Icu = 30 kA @ 400V AC | 32-50 | 4547560 | 326851
| Front Connection (FC) | 40-63 | 4547560 | 326868
|  | 63-100 | 4547560 | 326875
|  | 80-125 | 4547560 | 326882
|  | 100-160 | 4547560 | 326899
| Model | IR (A) | 4P
| S160-NJ | 12-20* | 4547560 | 326905
| Icu = 36 kA @ 400V AC | 20-32* | 4547560 | 326912
| *Icu = 30 kA @ 400V AC | 32-50 | 4547560 | 326929
| Front Connection (FC) | 40-63 | 4547560 | 326936
|  | 63-100 | 4547560 | 326943
|  | 80-125 | 4547560 | 326950
|  | 100-160 | 4547560 | 326967
| Model | IR (A) | 3P
| S160-GJ | 32-50 | 4547560 | 327025
| Icu = 65 kA @ 400V AC | 40-63 | 4547560 | 327032
| Front Connection (FC) | 63-100 | 4547560 | 327049
|  | 80-125 | 4547560 | 327056
|  | 100-160 | 4547560 | 327063
| Model | IR (A) | 4P
| S160-GJ | 32-50 | 4547560 | 327124
| Icu = 65 kA @ 400V AC | 40-63 | 4547560 | 327131
| Front Connection (FC) | 63-100 | 4547560 | 327148
|  | 80-125 | 4547560 | 327155
|  | 100-160 | 4547560 | 327162
| Model | IR(A) | 3P
| S250-NJ | 100-160 | 4547560 | 312021
| Icu = 36 kA @ 400V AC | 125-200 | 4547560 | 312052
| Front Connection (FC) | 160-250 | 4547560 | 312038
| Model | IR(A) | 4P
| S250-NJ | 100-160 | 4547560 | 312120
| Icu = 36 kA @ 400V AC | 125-200 | 4547560 | 312151
| Front Connection (FC) | 160-250 | 4547560 | 312137
| Model | IR(A) | 3P
| S250-GJ | 100-160 | 4547560 | 312229
| Icu = 65 kA @ 400V AC | 125-200 | 4547560 | 312250
| Front Connection (FC) | 160-250 | 4547560 | 312236
| Model | IR(A) | 4P
| S250-GJ | 100-160 | 4547560 | 312328
| Icu = 65 kA @ 400V AC | 125-200 | 4547560 | 312359
| Front Connection (FC) | 160-250 | 4547560 | 312335
MOULDED CASE CIRCUIT BREAKERS
TB2 S250 FRAME
MCCBs with Magnetic Trip Only
| Model | In (A) | 3P
| S160-NJ | 20* | 4547560 | 328305
| Icu = 36 kA @ 400V AC | 32* | 4547560 | 328312
| *Icu = 30 kA Magnetic Trip Only | 50 | 4547560 | 328329
| Front Connection (FC) | 63 | 4547560 | 328336
|  | 100 | 4547560 | 328343
|  | 125 | 4547560 | 328350
|  | 160 | 4547560 | 328367
| Model | In (A) | 4P
| S160-NJ | 20* | 4547560 | 328404
| Icu = 36 kA @ 400V AC | 32* | 4547560 | 328411
| *Icu = 30 kA Magnetic Trip Only | 50 | 4547560 | 328428
| Front Connection (FC) | 63 | 4547560 | 328435
|  | 100 | 4547560 | 328442
|  | 125 | 4547560 | 328459
|  | 160 | 4547560 | 328466
| Model | In (A) | 3P
| S160-GJ | 50 | 4547560 | 328602
| Icu = 65 kA @ 400V AC | 63 | 4547560 | 328619
| Front Connection (FC) | 100 | 4547560 | 328626
|  | 80-125 | 4547560 | 328633
|  | 100-160 | 4547560 | 328640
| Model | In (A) | 4P
| S160-GJ | 50 | 4547560 | 328701
| Icu = 65 kA @ 400V AC | 63 | 4547560 | 328718
| Front Connection (FC) | 100 | 4547560 | 328725
|  | 80-125 | 4547560 | 328732
|  | 100-160 | 4547560 | 328749
| Model | In (A) | 3P
| S250-NJ | 160 | 4547560 | 329302
| Icu = 36 kA @ 400V AC | 200 | 4547560 | 329319
| Front Connection (FC) | 250 | 4547560 | 329326
| Model | In (A) | 4P
| S250-NJ | 160 | 4547560 | 329333
| Icu = 36 kA @ 400V AC | 200 | 4547560 | 329340
| Front Connection (FC) | 250 | 4547560 | 329357
| Model | In (A) | 3P
| S250-GJ | 160 | 4547560 | 329401
| Icu = 65 kA @ 400V AC | 200 | 4547560 | 329418
| Front Connection (FC) | 250 | 4547560 | 329425
| Model | In (A) | 4P
| S250-GJ | 160 | 4547560 | 329432
| Icu = 65 kA @ 400V AC | 200 | 4547560 | 329449
| Front Connection (FC) | 250 | 4547560 | 329456
MOULDED CASE CIRCUIT BREAKERS
TB2 S250 FRAME
MCCBs with Adjustable Thermal and Fixed Low Instananeous Trip: For Generator
| Model | IR (A) | 3P
| S160-NJ | 12-20 | 4547560 | 329517
| Icu = 36 kA @ 400V AC | 20-32 | 4547560 | 329524
| *Icu = 30 kA @ 400V AC | 63-100 | 4547560 | 329531
| Front Connection (FC) | 80-125 | 4547560 | 329548
|  | 100-160 | 4547560 | 329500
| Model | IR (A) | 4P
| S160-NJ | 12-20 | 4547560 | 329616
| Icu = 36 kA @ 400V AC | 20-32 | 4547560 | 329623
| *Icu = 30 kA @ 400V AC | 63-100 | 4547560 | 329630
| Front Connection (FC) | 80-125 | 4547560 | 329647
|  | 100-160 | 4547560 | 329609
| Model | IR (A) | 3P
| S160-GJ | 63-100 | 4547560 | 331008
| Icu = 65 kA @ 400V AC | 80-125 | 4547560 | 331015
| Front Connection (FC) | 100-160 | 4547560 | 331022
| Model | IR (A) | 4P
| S160-GJ | 63-100 | 4547560 | 331039
| Icu = 65 kA @ 400V AC | 80-125 | 4547560 | 331046
| Front Connection (FC) | 100-160 | 4547560 | 331053
| Model | In (A) | 3P
| S250-NJ | 100-160 | 4547560 | 330117
| Icu = 36 kA @ 400V AC | 125-200 | 4547560 | 330124
| Front Connection (FC) | 160-250 | 4547560 | 330100
| Model | In (A) | 4P
| S250-NJ | 100-160 | 4547560 | 330216
| Icu = 36 kA @ 400V AC | 125-200 | 4547560 | 330223
| Front Connection (FC) | 160-250 | 4547560 | 330209
| Model | In (A) | 3P
| S250-GJ | 100-160 | 4547560 | 330414
| Icu = 65 kA @ 400V AC | 125-200 | 4547560 | 330421
| Front Connection (FC) | 160-250 | 4547560 | 330407
| Model | In (A) | 4P
| S250-GJ | 100-160 | 4547560 | 330438
| Icu = 65 kA @ 400V AC | 125-200 | 4547560 | 330445
| Front Connection (FC) | 160-250 | 4547560 | 330452
MCCBs for 1000V AC
| Model | IR (A) | 3P
| VS250-NJ | 100-160 | 4547560 | 318504
| 1000V AC | 160-250 | 4547560 | 318511
Icu = 6kA
Thermal Magnetic
MOULDED CASE CIRCUIT BREAKERS
TB2 S250 FRAME
Circuit Breakers with Residual Current Protection (CBR)
| Model | IR (A) | 3P
| ZE250-NJ | 100-160 | 4547560 | 642807
| Icu =25 kA @ 400V AC | 160-250 | 4547560 | 642814
Front Connection (FC)
| Model | IR (A) | 4P
| ZE250-NJ | 100-160 | 4547560 | 642906
| Icu =25 kA @ 400V AC | 160-250 | 4547560 | 642913
Front Connection (FC)
| Model | IR (A) | 3P
| ZS250-NJ | 100-160 | 4547560 | 643002
| Icu = 36kA @ 400V AC | 160-250 | 4547560 | 643019
Front Connection (FC)
| Model | IR (A) | 4P
| ZS250-NJ | 100-160 | 4547560 | 643101
| Icu = 36kA @ 400V AC | 160-250 | 4547560 | 643118
Front Connection (FC)
| Model | IR (A) | 3P
| ZS250-GJ | 100-160 | 4547560 | 643200
| Icu = 65kA @ 400V AC | 160-250 | 4547560 | 643217
Front Connection (FC)
| Model | IR (A) | 4P
| ZS250-GJ | 100-160 | 4547560 | 643309
| Icu = 65kA @ 400V AC | 160-250 | 4547560 | 643316
Front Connection (FC)
CBR with Residual Current Monitor and Remote Trip Module
| Model | IR (A) | 3P
| ZE250-NJ ZP | 100-160 | 4547560 | 644009
| Icu =25 kA @ 400V AC | 160-250 | 4547560 | 644016
Front Connection (FC)
| Model | IR (A) | 4P
| ZE250-NJ ZP | 100-160 | 4547560 | 644108
| Icu =25 kA @ 400V AC | 160-250 | 4547560 | 644115
Front Connection (FC)
MOULDED CASE CIRCUIT BREAKERS
TB2 S250 FRAME
CBR with Residual Current Monitor and Remote Trip Module
| Model | IR (A) | 3P
| ZS250-NJ ZP | 100-160 | 4547560 | 644207
| Icu = 36kA @ 400V AC | 160-250 | 4547560 | 644214
Front Connection (FC)
| Model | IR (A) | 4P
| ZS250-NJ ZP | 100-160 | 4547560 | 644306
| Icu = 36kA @ 400V AC | 160-250 | 4547560 | 644313
Front Connection (FC)
| Model | IR (A) | 3P
| ZS250-GJ ZP | 100-160 | 4547560 | 644405
| Icu = 65kA @ 400V AC | 160-250 | 4547560 | 644412
Front Connection (FC)
| Model | IR (A) | 4P
| ZS250-GJ ZP | 100-160 | 4547560 | 644504
| Icu = 65kA @ 400V AC | 160-250 | 4547560 | 644511
Front Connection (FC)
Switch Disconnectors
| Model | In (A) | 3P
| S250-NN | 250 | 4547560 | 316005
Front Connection (FC)
| Model | In (A) | 4P
| S250-NN | 250 | 4547560 | 316104
Front Connection (FC)
MOULDED CASE CIRCUIT BREAKERS
TB2 S/H/L 250 FRAME
Adjustable Thermal and Adjustable Magnetic MCCBs
| Model | IR (A) | 3P
| S125-RJ | 13-20 | 4547560 | 272127
| Icu = Ics = 65kA @ 400V AC | 20-32 | 4547560 | 272134
| Front Connection (FC) | 32-50 | 4547560 | 272141
|  | 40-63 | 4547560 | 272158
|  | 63-100 | 4547560 | 272165
|  | 80-125 | 4547560 | 272172
| Model | IR (A) | 4P
| S125-RJ | 13-20 | 4547560 | 272189
| Icu = Ics = 65kA @ 400V AC | 20-32 | 4547560 | 272196
| Front Connection (FC) | 32-50 | 4547560 | 272202
|  | 40-63 | 4547560 | 272219
|  | 63-100 | 4547560 | 272226
|  | 80-125 | 4547560 | 272233
| Model | IR (A) | 3P
| H125-NJ | 13-20 | 4547560 | 255403
| Icu = 125kA @ 400V AC | 20-32 | 4547560 | 255410
| Front Connection (FC) | 32-50 | 4547560 | 255427
|  | 40-63 | 4547560 | 255434
|  | 63-100 | 4547560 | 255441
|  | 80-125 | 4547560 | 255458
| Model | IR (A) | 4P
| H125-NJ | 13-20 | 4547560 | 255502
| Icu = 125kA @ 400V AC | 20-32 | 4547560 | 255519
| Front Connection (FC) | 32-50 | 4547560 | 255526
|  | 40-63 | 4547560 | 255533
|  | 63-100 | 4547560 | 255540
|  | 80-125 | 4547560 | 255557
| Model | IR (A) | 3P
| L125-NJ | 13-20 | 4547560 | 255601
| Icu = 200kA @ 400V AC | 20-32 | 4547560 | 255618
| Front Connection (FC) | 32-50 | 4547560 | 255625
|  | 40-63 | 4547560 | 255632
|  | 63-100 | 4547560 | 255649
|  | 80-125 | 4547560 | 255656
| Model | IR (A) | 4P
| L125-NJ | 13-20 | 4547560 | 255700
| Icu = 200kA @ 400V AC | 20-32 | 4547560 | 255717
| Front Connection (FC) | 32-50 | 4547560 | 255724
|  | 40-63 | 4547560 | 255731
|  | 63-100 | 4547560 | 255748
|  | 80-125 | 4547560 | 255755
| Model | IR (A) | 3P
| H160-NJ | 100-160 | 4547560 | 318474
Icu = 125 kA @ 400V AC
Front Connection (FC)
| Model | IR (A) | 4P
| H160-NJ | 100-160 | 4547560 | 318573
Icu = 125 kA @ 400V AC
Front Connection (FC)
MOULDED CASE CIRCUIT BREAKERS
TB2 S/H/L 250 FRAME
Adjustable Thermal and Adjustable Magnetic MCCBs
| Model | IR (A) | 3P
| L160-NJ | 100-160 | 4547560 | 318672
Icu = 200 kA @ 400V AC
Front Connection (FC)
| Model | IR (A) | 4P
| L160-NJ | 100-160 | 4547560 | 318771
Icu = 200 kA @ 400V AC
Front Connection (FC)
| Model | IR(A) | 3P
| S250-RJ | 100-160 | 4547560 | 348198
| Icu = Ics = 65kA @ 400V AC | 160-250 | 4547560 | 348204
Front Connection (FC)
| Model | IR(A) | 4P
| S250-RJ | 100-160 | 4547560 | 348211
| Icu = Ics = 65kA @ 400V AC | 160-250 | 4547560 | 348228
Front Connection (FC)
| Model | IR(A) | 3P
| H250-NJ | 100-160 | 4547560 | 312427
| Icu = 125 kA @ 400V AC | 160-250 | 4547560 | 312434
Front Connection (FC)
| Model | IR(A) | 4P
| H250-NJ | 100-160 | 4547560 | 312526
| Icu = 125 kA @ 400V AC | 160-250 | 4547560 | 312533
Front Connection (FC)
| Model | IR(A) | 3P
| L250-NJ | 100-160 | 4547560 | 312625
| Icu = 200 kA @ 400V AC | 160-250 | 4547560 | 312632
Front Connection (FC)
| Model | IR(A) | 4P
| L250-NJ | 100-160 | 4547560 | 312724
| Icu = 200 kA @ 400V AC | 160-250 | 4547560 | 312731
Front Connection (FC)
MOULDED CASE CIRCUIT BREAKERS
TB2 S/H/L 250 FRAME
Electronic MCCBs
Model | Protection Codes | IR (A) | 3P
S250-NE | A 40 | 16-40 | 4547560 | 331701
Icu = 36 kA @ 400V AC | AN 40 | 16-40
Front Connection (FC) | AP 40 | 16-40 | 4547560 | 331718
| APN 40 | 16-40
Electronic Protection Codes: | A 125 | 50-125 | 4547560 | 331800
A - LSI | AN 125 | 50-125
P - Preferential Trip Alarm; | AP 125 | 50-125 | 4547560 | 331817
G - Ground Fault; | APN 125 | 50-125
N - Neutral Protection | A 160 | 63-160 | 4547560 | 337802
| AN 160 | 63-160
| AP 160 | 63-160 | 4547560 | 337819
| APN 160 | 63-160
| A 250 | 100-250 | 4547560 | 331909
| AN 250 | 100-250
| AP 250 | 100-250 | 4547560 | 331916
| APN 250 | 100-250
Model | Protection Codes | IR (A) | 4P
S250-NE | A 40 | 16-40 | 4547560 | 331725
Icu = 36 kA @ 400V AC | AN 40 | 16-40 | 4547560 | 331749
Front Connection (FC) | AP 40 | 16-40 | 4547560 | 331732
| APN 40 | 16-40 | 4547560 | 331756
Electronic Protection Codes: | A 125 | 50-125 | 4547560 | 331824
A - LSI | AN 125 | 50-125 | 4547560 | 331848
P - Preferential Trip Alarm; | AP 125 | 50-125 | 4547560 | 331831
G - Ground Fault; | APN 125 | 50-125 | 4547560 | 331855
N - Neutral Protection | A 160 | 63-160 | 4547560 | 337826
| AN 160 | 63-160 | 4547560 | 337840
| AP 160 | 63-160 | 4547560 | 337833
| APN 160 | 63-160 | 4547560 | 337857
| A 250 | 100-250 | 4547560 | 331923
| AN 250 | 100-250 | 4547560 | 331947
| AP 250 | 100-250 | 4547560 | 331930
| APN 250 | 100-250 | 4547560 | 331954
MOULDED CASE CIRCUIT BREAKERS
TB2 S/H/L 250 FRAME
Electronic MCCBs
Model | Protection Codes | IR (A) | 3P
S250-GE | A 40 | 16-40 | 4547560 | 332005
Icu = 65kA @ 400V AC | AN 40 | 16-40
Front Connection (FC) | AP 40 | 16-40 | 4547560 | 332012
| APN 40 | 16-40
Electronic Protection Codes: | A 125 | 50-125 | 4547560 | 332104
A - LSI | AN 125 | 50-125
P - Preferential Trip Alarm; | AP 125 | 50-125 | 4547560 | 332111
G - Ground Fault; | APN 125 | 50-125
N - Neutral Protection | A 160 | 63-160 | 4547560 | 337925
| AN 160 | 63-160
| AP 160 | 63-160 | 4547560 | 337932
| APN 160 | 63-160
| A 250 | 100-250 | 4547560 | 332203
| AN 250 | 100-250
| AP 250 | 100-250 | 4547560 | 332210
| APN 250 | 100-250
Model | Protection Codes | IR (A) | 4P
S250-GE | A 40 | 16-40 | 4547560 | 332029
Icu = 65kA @ 400V AC | AN 40 | 16-40 | 4547560 | 332043
Front Connection (FC) | AP 40 | 16-40 | 4547560 | 332036
| APN 40 | 16-40 | 4547560 | 332050
Electronic Protection Codes: | A 125 | 50-125 | 4547560 | 332128
A - LSI | AN 125 | 50-125 | 4547560 | 332142
P - Preferential Trip Alarm; | AP 125 | 50-125 | 4547560 | 332135
G - Ground Fault; | APN 125 | 50-125 | 4547560 | 332159
N - Neutral Protection | A 160 | 63-160 | 4547560 | 337949
| AN 160 | 63-160 | 4547560 | 337963
| AP 160 | 63-160 | 4547560 | 337956
| APN 160 | 63-160 | 4547560 | 337970
| A 250 | 100-250 | 4547560 | 332227
| AN 250 | 100-250 | 4547560 | 332241
| AP 250 | 100-250 | 4547560 | 332234
| APN 250 | 100-250 | 4547560 | 332258
MOULDED CASE CIRCUIT BREAKERS
TB2 S/H/L 250 FRAME
Electronic MCCBs
Model | Protection Codes | IR (A) | 3P
S250-PE | A 40 | 16-40 | 4547560 | 327704
Icu = 70kA @ 400V AC | AN 40 | 16-40
Front Connection (FC) | AP 40 | 16-40 | 4547560 | 327711
| APN 40 | 16-40
Electronic Protection Codes: | A 125 | 50-125 | 4547560 | 327803
A - LSI | AN 125 | 50-125
P - Preferential Trip Alarm; | AP 125 | 50-125 | 4547560 | 327810
G - Ground Fault; | APN 125 | 50-125
N - Neutral Protection | A 160 | 63-160 | 4547560 | 327902
| AN 160 | 63-160
| AP 160 | 63-160 | 4547560 | 327919
| APN 160 | 63-160
| A 250 | 100-250 | 4547560 | 319006
| AN 250 | 100-250
| AP 250 | 100-250 | 4547560 | 319020
| APN 250 | 100-250
Model | Protection Codes | IR (A) | 4P
S250-PE | A 40 | 16-40 | 4547560 | 327728
Icu = 70kA @ 400V AC | AN 40 | 16-40 | 4547560 | 327742
Front Connection (FC) | AP 40 | 16-40 | 4547560 | 327735
| APN 40 | 16-40 | 4547560 | 327759
Electronic Protection Codes: | A 125 | 50-125 | 4547560 | 327827
A - LSI | AN 125 | 50-125 | 4547560 | 327841
P - Preferential Trip Alarm; | AP 125 | 50-125 | 4547560 | 327834
G - Ground Fault; | APN 125 | 50-125 | 4547560 | 327858
N - Neutral Protection | A 160 | 63-160 | 4547560 | 327926
| AN 160 | 63-160 | 4547560 | 327940
| AP 160 | 63-160 | 4547560 | 327933
| APN 160 | 63-160 | 4547560 | 327957
| A 250 | 100-250 | 4547560 | 319013
| AN 250 | 100-250 | 4547560 | 319044
| AP 250 | 100-250 | 4547560 | 319037
| APN 250 | 100-250 | 4547560 | 319051
MOULDED CASE CIRCUIT BREAKERS
TB2 S/H/L 250 FRAME
Electronic MCCBs
Model | Protection Codes | IR (A) | 3P
H250-NE | A 40 | 16-40 | 4547560 | 328008
Icu = 125kA @ 400V AC | AN 40 | 16-40
Front Connection (FC) | AP 40 | 16-40 | 4547560 | 328015
| APN 40 | 16-40
| A 125 | 50-125 | 4547560 | 328107
| AN 125 | 50-125
| AP 125 | 50-125 | 4547560 | 328114
| APN 125 | 50-125
| A 160 | 63-160 | 4547560 | 328206
| AN 160 | 63-160
Electronic Protection Codes: | AP 160 | 63-160 | 4547560 | 328213
A -LSI | APN 160 | 63-160
P - Preferential Trip Alarm; | A 250 | 100-250 | 4547560 | 319105
G - Ground Fault; | AN 250 | 100-250
N - Neutral Protection | AP 250 | 100-250 | 4547560 | 319129
| APN 250 | 100-250
Model | Protection Codes | IR (A) | 4P
H250-NE | A 40 | 16-40 | 4547560 | 328022
Icu = 125kA @ 400V AC | AN 40 | 16-40 | 4547560 | 328046
Front Connection (FC) | AP 40 | 16-40 | 4547560 | 328039
| APN 40 | 16-40 | 4547560 | 328053
| A 125 | 50-125 | 4547560 | 328121
| AN 125 | 50-125 | 4547560 | 328145
| AP 125 | 50-125 | 4547560 | 328138
| APN 125 | 50-125 | 4547560 | 328152
| A 160 | 63-160 | 4547560 | 328220
| AN 160 | 63-160 | 4547560 | 328244
Electronic Protection Codes: | AP 160 | 63-160 | 4547560 | 328237
A -LSI | APN 160 | 63-160 | 4547560 | 328251
P - Preferential Trip Alarm; | A 250 | 100-250 | 4547560 | 319112
G - Ground Fault; | AN 250 | 100-250 | 4547560 | 319143
N - Neutral Protection | AP 250 | 100-250 | 4547560 | 319136
| APN 250 | 100-250 | 4547560 | 319150
MOULDED CASE CIRCUIT BREAKERS
TB2 S/H/L 250 FRAME
MCCBs with Measurement and Data Communication
Model | Protection Codes | IR (A) | 3P
S250-NE | AC | 16-40 | 4547560 | 343155
Icu = 36kA @ 400V AC | ACP | 16-40 | 4547560 | 343162
Front Connection (FC) | ACZ | 16-40 | 4547560 | 343179
| ACPZ | 16-40 | 4547560 | 343186
Electronic Protection Codes: | AC | 50-125 | 4547560 | 343230
A - LTD + STD + INST | ACP | 50-125 | 4547560 | 343247
C - Communication function | ACZ | 50-125 | 4547560 | 343254
P - Pre-trip alarm | ACPZ | 50-125 | 4547560 | 343261
Z - Zone Interlock | AC | 63-160 | 4547560 | 343315
N - N-phase protection | ACP | 63-160 | 4547560 | 343322
| ACZ | 63-160 | 4547560 | 343339
| ACPZ | 63-160 | 4547560 | 343346
| AC | 100-250 | 4547560 | 343391
| ACP | 100-250 | 4547560 | 343407
| ACZ | 100-250 | 4547560 | 343414
| ACPZ | 100-250 | 4547560 | 343421
Model | Protection Codes | IR (A) | 4P
S250-NE | ACN | 16-40 | 4547560 | 343193
Icu = 36kA @ 400V AC | ACNP | 16-40 | 4547560 | 343209
Front Connection (FC) | ACNZ | 16-40 | 4547560 | 343216
| ACNPZ | 16-40 | 4547560 | 343223
Electronic Protection Codes: | ACN | 50-125 | 4547560 | 343278
A - LTD + STD + INST | ACNP | 50-125 | 4547560 | 343285
C - Communication function | ACNZ | 50-125 | 4547560 | 343292
P - Pre-trip alarm | ACNPZ | 50-125 | 4547560 | 343308
Z - Zone Interlock | ACN | 63-160 | 4547560 | 343353
N - N-phase protection | ACNP | 63-160 | 4547560 | 343360
| ACNZ | 63-160 | 4547560 | 343377
| ACNPZ | 63-160 | 4547560 | 343384
| ACN | 100-250 | 4547560 | 343438
| ACNP | 100-250 | 4547560 | 343445
| ACNZ | 100-250 | 4547560 | 343452
| ACNPZ | 100-250 | 4547560 | 343469
MOULDED CASE CIRCUIT BREAKERS
TB2 S/H/L 250 FRAME
MCCBs with Measurement and Data Communication
Model | Protection Codes | IR (A) | 3P
S250-GE | AC | 16-40 | 4547560 | 343797
Icu = 65kA @ 400V AC | ACP | 16-40 | 4547560 | 343803
Front Connection (FC) | ACZ | 16-40 | 4547560 | 343810
| ACPZ | 16-40 | 4547560 | 343827
Electronic Protection Codes: | AC | 50-125 | 4547560 | 343872
A - LTD + STD + INST | ACP | 50-125 | 4547560 | 343889
C - Communication function | ACZ | 50-125 | 4547560 | 343896
P - Pre-trip alarm | ACPZ | 50-125 | 4547560 | 343902
Z - Zone Interlock | AC | 63-160 | 4547560 | 343957
N - N-phase protection | ACP | 63-160 | 4547560 | 343964
| ACZ | 63-160 | 4547560 | 343971
| ACPZ | 63-160 | 4547560 | 343988
| AC | 100-250 | 4547560 | 344039
| ACP | 100-250 | 4547560 | 344046
| ACZ | 100-250 | 4547560 | 344053
| ACPZ | 100-250 | 4547560 | 344060
Model | Protection Codes | IR (A) | 4P
S250-GE | ACN | 16-40 | 4547560 | 343834
Icu = 65 kA @ 400V AC | ACNP | 16-40 | 4547560 | 343841
Front Connection (FC) | ACNZ | 16-40 | 4547560 | 343858
| ACNPZ | 16-40 | 4547560 | 343865
| ACN | 50-125 | 4547560 | 343919
Electronic Protection Codes: | ACNP | 50-125 | 4547560 | 343926
A - LTD + STD + INST | ACNZ | 50-125 | 4547560 | 343933
C - Communication function | ACNPZ | 50-125 | 4547560 | 343940
P - Pre-trip alarm | ACN | 63-160 | 4547560 | 343995
Z - Zone Interlock | ACNP | 63-160 | 4547560 | 344008
N - N-phase protection | ACNZ | 63-160 | 4547560 | 344015
| ACNPZ | 63-160 | 4547560 | 344022
| ACN | 100-250 | 4547560 | 344077
| ACNP | 100-250 | 4547560 | 344084
| ACNZ | 100-250 | 4547560 | 344091
| ACNPZ | 100-250 | 4547560 | 344107
MOULDED CASE CIRCUIT BREAKERS
TB2 S/H/L 250 FRAME
MCCBs with Measurement and Data Communication
Model | Protection Codes | IR (A) | 3P
S250-PE | AC | 16-40 | 4547560 | 344435
Icu = 70kA @ 400V AC | ACP | 16-40 | 4547560 | 344442
Front Connection (FC) | ACZ | 16-40 | 4547560 | 344459
| ACPZ | 16-40 | 4547560 | 344466
Electronic Protection Codes: | AC | 50-125 | 4547560 | 344510
A - LTD + STD + INST | ACP | 50-125 | 4547560 | 344527
C - Communication function | ACZ | 50-125 | 4547560 | 344534
P - Pre-trip alarm | ACPZ | 50-125 | 4547560 | 344541
Z - Zone Interlock | AC | 63-160 | 4547560 | 344596
N - N-phase protection | ACP | 63-160 | 4547560 | 344602
| ACZ | 63-160 | 4547560 | 344619
| ACPZ | 63-160 | 4547560 | 344626
| AC | 100-250 | 4547560 | 344671
| ACP | 100-250 | 4547560 | 344688
| ACZ | 100-250 | 4547560 | 344695
| ACPZ | 100-250 | 4547560 | 344701
Model | Protection Codes | IR (A) | 4P
S250-PE | ACN | 16-40 | 4547560 | 344473
Icu = 70kA @ 400V AC | ACNP | 16-40 | 4547560 | 344480
Front Connection (FC) | ACNZ | 16-40 | 4547560 | 344497
| ACNPZ | 16-40 | 4547560 | 344503
| ACN | 50-125 | 4547560 | 344558
Electronic Protection Codes: | ACNP | 50-125 | 4547560 | 344565
A - LTD + STD + INST | ACNZ | 50-125 | 4547560 | 344572
C - Communication function | ACNPZ | 50-125 | 4547560 | 344589
P - Pre-trip alarm | ACN | 63-160 | 4547560 | 344633
Z - Zone Interlock | ACNP | 63-160 | 4547560 | 344640
N - N-phase protection | ACNZ | 63-160 | 4547560 | 344657
| ACNPZ | 63-160 | 4547560 | 344664
| ACN | 100-250 | 4547560 | 344718
| ACNP | 100-250 | 4547560 | 344725
| ACNZ | 100-250 | 4547560 | 344732
| ACNPZ | 100-250 | 4547560 | 344749
MOULDED CASE CIRCUIT BREAKERS
TB2 S/H/L 250 FRAME
MCCBs with Measurement and Data Communication
Model | Protection Codes | IR (A) | 3P
H250-NE | AC | 16-40 | 4547560 | 344756
Icu = 125kA @ 400V AC | ACP | 16-40 | 4547560 | 344763
Front Connection (FC) | ACZ | 16-40 | 4547560 | 344770
| ACPZ | 16-40 | 4547560 | 344787
Electronic Protection Codes: | AC | 50-125 | 4547560 | 344831
A - LTD + STD + INST | ACP | 50-125 | 4547560 | 344848
C - Communication function | ACZ | 50-125 | 4547560 | 344855
P - Pre-trip alarm | ACPZ | 50-125 | 4547560 | 344862
Z - Zone Interlock | AC | 63-160 | 4547560 | 344916
N - N-phase protection | ACP | 63-160 | 4547560 | 344923
| ACZ | 63-160 | 4547560 | 344930
| ACPZ | 63-160 | 4547560 | 344947
| AC | 100-250 | 4547560 | 344992
| ACP | 100-250 | 4547560 | 345005
| ACZ | 100-250 | 4547560 | 345012
| ACPZ | 100-250 | 4547560 | 345029
Model | Protection Codes | IR (A) | 4P
H250-NE | ACN | 16-40 | 4547560 | 344794
Icu = 125 kA @ 400V AC | ACNP | 16-40 | 4547560 | 344800
Front Connection (FC) | ACNZ | 16-40 | 4547560 | 344817
| ACNPZ | 16-40 | 4547560 | 344824
| ACN | 50-125 | 4547560 | 344879
Electronic Protection Codes: | ACNP | 50-125 | 4547560 | 344886
A - LTD + STD + INST | ACNZ | 50-125 | 4547560 | 344893
C - Communication function | ACNPZ | 50-125 | 4547560 | 344909
P - Pre-trip alarm | ACN | 63-160 | 4547560 | 344954
Z - Zone Interlock | ACNP | 63-160 | 4547560 | 344961
N - N-phase protection | ACNZ | 63-160 | 4547560 | 344978
| ACNPZ | 63-160 | 4547560 | 344985
| ACN | 100-250 | 4547560 | 345036
| ACNP | 100-250 | 4547560 | 345043
| ACNZ | 100-250 | 4547560 | 345050
| ACNPZ | 100-250 | 4547560 | 345067
MCCBs with Icu = 70kA at 690V AC
| Model | IR (A) | 3P
| L125-PJ | 12 - 20 | 4547560 | 268090
| 690V AC | 20 - 32 | 4547560 | 268106
| Icu = 70kA | 32 -50 | 4547560 | 268113
| Front Connection (FC) | 40 - 63 | 4547560 | 268120
|  | 63 -100 | 4547560 | 268137
|  | 80 -125 | 4547560 | 268144
MOULDED CASE CIRCUIT BREAKERS
TB2 S250 AND S/H/L 250 FRAME
Accessories
Auxiliary Switches (AX) General Purpose
| Field Fit Accessory | Code
| Changeover | 4547560 | 000348
| Changeover for low currents (mA) | 4547560 | 000324
| Early make switch | 4547560 | 710513
Auxiliary Switches (AX) Heavy Duty
| Field Fit Accessory | Code
| Normally open | 4547560 | 000300
| Normally closed | 4547560 | 000317
Alarm Switches (AL) General Purpose
| Field Fit Accessory | Code
| Changeover | 4547560 | 000744
| Changeover for low currents (mA) | 4547560 | 000720
Alarm Switches (AL) Heavy Duty
| Field Fit Accessory | Code
| Normally open | 4547560 | 000706
| Normally closed | 4547560 | 000713
Shunt Trips (SHT)
| Field Fit Accessory - Not compatible with CBR | Code
| AC 100-120V | 4547560 | 000904
| AC 200-240V | 4547560 | 000911
| AC 380-450V | 4547560 | 000928
| DC 12V | 4547560 | 000973
| DC 24V | 4547560 | 000935
| DC 48V | 4547560 | 000942
| DC 100-120V | 4547560 | 000959
| DC 200-240V | 4547560 | 000966
MOULDED CASE CIRCUIT BREAKERS
TB2 S250 and S/H/L 250 FRAMES
Accessories
Undervoltage Trips (UVT)
| Field Fit Accessory - Not compatible with CBR | Code
| AC 100-120V | 4547560 | 001208
| AC 200-240V | 4547560 | 001215
| AC 380-450V | 4547560 | 001222
| DC 24V | 4547560 | 001239
| DC 100-120V | 4547560 | 001246
| DC 200-240V | 4547560 | 001253
| AC 100-110V Time-delay | 4547560 | 001307
| AC 115-120V Time-delay | 4547560 | 001307
| AC 200-220V Time-delay | 4547560 | 001314
| AC 230-240V Time-delay | 4547560 | 001376
| AC 380-415V Time-delay | 4547560 | 001321
| AC 440-450V Time-delay | 4547560 | 001383
| DC 24V Time-delay Version | 4547560 | 001338
| DC 100-110V Time-delay | 4547560 | 001345
| DC 115-120V Time-delay | 4547560 | 001390
| DC 200-220V Time-delay | 4547560 | 001352
| DC 230-240V Time-delay | 4547560 | 001406
Extension Bars (FB)
| Field Fit Accessory | Code
| 3 bars (offset) | 4547560 | 010149
| 3 bars (straight) | 4547560 | 010408
| 4 bars (straight) | 4547560 | 010163
Rear Connections (RC)
| Field Fit Accessory | Code
| 3 studs for thermal magnetic E and S types | 4547560 | 081309
| 4 studs for thermal magnetic E and S types | 4547560 | 081316
| 3 studs for H and L types and electronic S types | 4547560 | 081323
| 4 studs for H and L types and electronic S types | 4547560 | 081330
MOULDED CASE CIRCUIT BREAKERS
TB2 S250 and S/H/L 250 FRAMES
Accessories
Fixed Part of Plug-in MCCB (PM)
| Field Fit Accessory - not compatible with CBR | Code
| 3P | 4547560 | 012365
| 4P | 4547560 | 012464
Plug-in Conversion for MCCB
| Field Fit Accessory - not compatible with CBR or MCCBs for 1000V AC | Code
| 3P for thermal magnetic E and S types | 4547560 | 800023
| 4P for thermal magnetic E and S types | 4547560 | 800030
| 3P for H and L types (250A) and electronic S types | 4547560 | 800184
| 4P for H and L types (250A) and electronic S types | 4547560 | 800191
Extension Terminal for Fixed Part of Plug-in MCCB (PF)
| Field Fit Accessory | Code
| 3 Bars | 4547560 | 045837
| 4 Bars | 4547560 | 045844
*Bars suitable for plug-in base only
Terminal Covers for Extension Terminals for Fixed Part of Plug-in MCCB
| Field Fit Accessory | Code
| 3P 250A Plug-in Base, 1 Terminal Cover | 4547560 | 045721
| 4P 250A Plug-in Base, 1 Terminal Cover | 4547560 | 045738
Control Wiring Terminals for Plug-in MCCBs
| Field Fit Accessory | Code
| Plug for auxiliary switches and alarm switches | 4547560 | 800108
| Plug shunt trips and undervoltage trips | 4547560 | 800115
Order one plug for each internal accessory
Control Wiring Terminals for Plug-in MCCBs
| Field Fit Accessory | Code
| Socket for Aux/Alarm/UVT/SHT | 4547560 | 045004
Order one socket for each internal accessory
Draw-out Conversion Kit for S250 Frame (Thermal Magnetic Only)
| Factory Fit Accessory | Code
| 250AF 3P Draw-out Conversion Kit | 4547560 | 860119
| 250AF 4P Draw-out Conversion Kit | 4547560 | 860126
Draw-out Chassis with Keylock and Position Switch for S250 Frame
| Factory Fit Accessory | Code
| 250AF 3P Draw-out Chassis | 4547560 | 860171
| 250AF 4P Draw-out Chassis | 4547560 | 860188
MOULDED CASE CIRCUIT BREAKERS
TB2 S250 and S/H/L 250 FRAMES
Accessories
Cable Clamps (FW)
| Field Fit Accessory | Code
| 3 clamps for S160, H160, L160, S250, H250, L250 | 4547560 | 081354
| 4 clamps for S160, H160, L160, S250, H250, L250 | 4547560 | 081361
| 3 clamps for H125, L125 | 4547560 | 080746
| 4 clamps for H125, L125 | 4547560 | 080753
Motor Operation (MC)
| Field Fit Accessory | Code
| 100V to 110V AC | 4547560 | 755705
| 200V to 220V AC | 4547560 | 755712
| 230V to 240V AC | 4547560 | 755729
| 24V DC | 4547560 | 755736
| 48V DC | 4547560 | 755743
| 100V DC | 4547560 | 755750
| 220V to 220V DC | 4547560 | 755767
Motor Operation (MC) with Automatic Reset
| Field Fit Accessory | Code
| 100V to 110V AC | 4547560 | 755972
| 200V to 220V AC | 4547560 | 755989
| 230V to 240V AC | 4547560 | 755996
| 24V DC | 4547560 | 755774
| 48V DC | 4547560 | 755781
| 100V DC | 4547560 | 755798
| 220V to 220V DC | 4547560 | 763519
Motor plus keylock available on request
MOULDED CASE CIRCUIT BREAKERS
TB2 S250 and S/H/L 250 FRAMES
Accessories
External Operating Handles (Breaker Mounted Type) (HB)
| Field Fit Accessory | Code
| Black handle IP3X | 4547560 | 726347
| Black handle IP3X with keylock | 4547560 | 726323
| Red handle IP3X | 4547560 | 726828
| Red handle IP3X with keylock | 4547560 | 726804
| Black handle IP5X | 4547560 | 726354
| Black handle IP5X with keylock | 4547560 | 726330
| Red handle IP5X | 4547560 | 726835
| Red handle IP5X with keylock | 4547560 | 726811
External Operating Handles (Panel Mounted Type) (S Type)
| Field Fit Accessory |  | Code
| ‘S Type’ Black handle IP55 for 250AF |  | 4547560 | 060687
| ‘S Type’ Red handle IP55 for 250AF |  | 4547560 | 060694
| ‘S Type’ Black Handle IP65 |  | 4547560 | 060724
| ‘S Type’ Red Handle IP65 |  | 4547560 | 060731
| Castell Cam for K Style Lock |  | 4547560 | 800634
Slide Type Mechanical Interlocks (MS)
| Field Fit Accessory - Not compatible with CBR |  | Code
| E,S thermal magnetic types for front, rear connection 250AF 3P |  | 4547560 | 033605
| E,S thermal magnetic types for front, rear connection type 250AF 4P |  | 4547560 | 033612
| E,S type for thermal magnetic plug-in type 250AF 3P |  | 4547560 | 033629
| E,S type for plug-in type 250AF 4P |  | 4547560 | 033636
| H,L type for front, rear connection type 250AF 3P and electronic S types |  | 4547560 | 033643
| H,L type for front, rear connection type 250AF 4P and electronic S types |  | 4547560 | 033650
| H,L type for plug-in type 250AF 3P and electronic S types |  | 4547560 | 033667
| H,L type for plug-in type 250AF 4P and electronic S types |  | 4547560 | 033674
Order one part between two MCCBs
Not suitable for use with CBR
Link Type Mechanical Interlocks (ML)
| Field Fit Accessory - Not compatible with CBR |  | Code
| Right side |  | 4547560 | 068157
| Left side 3P |  | 4547560 | 068164
| Left side 4P |  | 4547560 | 068171
Order one part for each MCCB
Not suitable for use with CBR
MOULDED CASE CIRCUIT BREAKERS
TB2 S250 and S/H/L 250 FRAMES
Accessories
Wire Type Mechanical Interlocks (MW)
| Field Fit Accessory - Not compatible with CBR | Code
| Interlock Mechanical | 4547560 | 036125
| 1m length interlock cable | 4547560 | 036064
| 1.5m length interlock cable | 4547560 | 036057
Order one interlock part for each MCCB and one cable between two MCCBs
Not suitable for use with CBR
Handle Locks (HL)
| Field Fit Accessory | Code
| For 125 / 250AF | 4547560 | 037016
Terminal Covers for Front Connection
| Field Fit Accessory | Code
| 3P, 1 cover for thermal magnetic E and S types | 4547560 | 080456
| 4P, 1 cover for thermal magnetic E and S types | 4547560 | 080463
| 3P, 1 cover for H and L types and electronic S types | 4547560 | 080654
| 4P, 1 cover for H and L types and electronic S types | 4547560 | 080661
| Terminal cover lock | 4547560 | 038006
Terminal Covers for Rear and Plug-in Connections
| Field Fit Accessory | Code
| 3P, 1 cover | 4547560 | 080517
| 4P, 1 cover | 4547560 | 080524
| Terminal cover lock | 4547560 | 038006
Terminal Covers for Cable Clamps (CS)
| Field Fit Accessory | Code
| 3P, 1 cover | 4547560 | 080586
| 4P, 1 cover | 4547560 | 080593
| Terminal cover lock | 4547560 | 038006
MOULDED CASE CIRCUIT BREAKERS
TB2 S250 and S/H/L 250 FRAMES
Accessories
Interpole Barriers (BA)
| Field Fit Accessory | Code
| For thermal magnetic E and S types | 4547560 | 043161
| For H and L types and electronic S types | 4547560 | 043260
Lead Terminal Block
| Field Fit Accessory | Code
| Left side | 4547560 | 044526
| Right side | 4547560 | 044533
Din Rail Adaptor
| Field Fit Accessory | Code
| Din Rail Adaptor for 125A & 250A | 4547560 | 045127
Neutral Link Shroud
| Field Fit Accessory | Code
| 250A Neutral Link | 4547560 | 800498
| 125/250A Neutral Link Shroud | 4547560 | 800559
Door Flange
| Field Fit Accessory | Code
| For toggle operation | 4547560 | 044908
| For motorised operation | 4547560 | 044915
MOULDED CASE CIRCUIT BREAKERS
TB2 S250 and S/H/L 250 FRAMES
Accessories
OCR Checker
| Field Fit Accessory | Code
| OCR Checker 100-120V AC | 4547560 | 756306
| OCR checker 200-240V AC | 4547560 | 756313
OCR Sealing Facility
| Field Fit Accessory | Code
| OCR sealing cover (thermal/mag) | 4547560 | 055522
| OCR sealing cover (electronic) | 4547560 | 055539
3C Overheating Protection
| Field Fit Accessory | Code
| Temperature Monitor for 3P S250 and S/H/L 250 Frames (110V AC) * | 4547560 | 761607
| Temperature Monitor for 4P S250 and S/H/L 250 Frames (110V AC) * | 4547560 | 761621
| Short Plug ** | 4547560 | 762505
* Can be fitted at Line or Load side of MCCB.
** Short plugs are require for terminals not being monitored. Supplied in packs of 3
T2ED Circuit Breaker Monitor
Field Fit Accessory
| Electronic display for MCCBs with measurement | 4547560 | 731907
and communication facility (24V DC)
MOULDED CASE CIRCUIT BREAKERS
TB2 S250 and S/H/L 250 FRAMES
Atomatic Changeover Pairs
| 250A Frame | Code |  | Function
| a. Two TemBreak 2 MCCBs, TB2 S250 or TB2 S/H/L | Refer to MCCB MOULDED CASE CIRCUIT BREAKERS |  | Switching and protection of the load.
| b. 2 x Auxillary switch for mains MCCB | 2 x 000348 |  | Electrical interlocking and MCCB status
| 2 x Auxillary switch for generator MCCB | 2 x 000348
| Alarm switch for main MCCB | 000744
| Alarm switch for generator MCCB | 000744
| c. Link type mechanical interlock (left) | 068164* |  | Mechanical interlocking. Cable-type mechanical Interlocking may alternatively be used.
| Link type mechanical interlock (right) | 068157*
or
| Link type mechanical interlock (left, 4P) | 068171*
| d. Motor operator for mains MCCB | Refer to “Motor Operator” Select code base on required voltage. |  | Automatic operation of circuit breaker
| Motor operator for generator MCCB | Refer to “Motor Operator” Select code base on required voltage.
| e. TemTransfer 3 Wiring Panel | Contact Terasaki |  | Simplifies customer wiring. Terminal blocks and control relay are included. Only suitable when using Terasaki Wiring Diagram
| f. TemTransfer 3 Reset Key Switch | 305001005 |  | Resets and isolates the system for maintenance. Only suitable when using Terasaki Wiring Diagram.
| g. Automatic 3 Changeover Controller | 305001001 |  | Monitors mains and generator voltages and controls transfer of load. Pre-configured to operate with Terasaki Wiring Diagram.
| h. TemTransfer 3 Power Supply 24V DC | 305001003 |  | Power Supply for TemTransfer 3. Also available in 12V DC.
TOTAL, EXCLUDING MCCBs
| TemTransfer 3 Interface Kit (optional) | 305001002 |  | Optional: Allows re-configuration of TemTransfer 3 , diagnostics and advanced parameter settings.
*Not available for CBR’s
MOULDED CASE CIRCUIT BREAKERS
TB2 H/L 400 FRAME
Electronic MCCBs
Model | Protection Codes | IR (A) | 3P
H400-NE | A | 100-250 | 4547560 | 364907
Icu = 125 kA @ 400V AC | AN | 100-250
Front Connection (FC) | AP | 100-250 | 4547560 | 364945
Electronic Protection Codes: | APN | 100-250
A - LSI | A | 160-400 | 4547560 | 364914
P - Pre-trip alarm | AG | 160-400 | 4547560 | 364983*
G - Ground fault trip | AN | 160-400
N - N-phase protection | AP | 160-400 | 4547560 | 364976
S - Phase rotation protection | AGN | 160-400
C - Communication function | APG | 160-400 | 4547560 | 364990*
W - Electrical energy pulse | APN | 160-400
H - Harmonic current | APGN | 160-400
*An external neutral CT must be ordered. Refer to External Accessories.
Model | Protection Codes | IR (A) | 4P
H400-NE | A | 100-250 | 4547560 | 364921
Icu = 125 kA @ 400V AC | AN | 100-250 | 4547560 | 372810
Front Connection (FC) | AP | 100-250 | 4547560 | 372803
Electronic Protection Codes: | APN | 100-250 | 4547560 | 372827
A - LSI | A | 160-400 | 4547560 | 364938
P - Pre-trip alarm | AG | 160-400 | 4547560
G - Ground fault trip | AN | 160-400 | 4547560 | 372865
N - N-phase protection | AP | 160-400 | 4547560 | 372858
S - Phase rotation protection | AGN | 160-400 | 4547560 | 372889
C - Communication function | APG | 160-400
W - Electrical energy pulse | APN | 160-400 | 4547560 | 372872
H - Harmonic current | APGN | 160-400 | 4547560 | 372896
Model | Protection Codes | IR (A) | 3P
L400-NE | A | 100-250 | 4547560 | 365003
Icu = 200 kA @ 400V AC | AN | 100-250
Front Connection (FC) | AP | 100-250 | 4547560 | 365041
Electronic Protection Codes: | APN | 100-250
A - LSI | A | 160-400 | 4547560 | 365010
P - Pre-trip alarm | AG | 160-400 | 4547560 | 365089*
G - Ground fault trip | AN | 160-400
N - N-phase protection | AP | 160-400 | 4547560 | 365072
S - Phase rotation protection | AGN | 160-400
C - Communication function | APG | 160-400 | 4547560 | 365096*
W - Electrical energy pulse | APN | 160-400
H - Harmonic current | APGN | 160-400
*An external neutral CT must be ordered. Refer to External Accessories.
Model | Protection Codes | IR (A) | 4P
L400-NE | A | 100-250 | 4547560 | 365027
Icu = 200 kA @ 400V AC | AN | 100-250 | 4547560 | 372919
Front Connection (FC) | AP | 100-250 | 4547560 | 372902
Electronic Protection Codes: | APN | 100-250 | 4547560 | 372926
A - LSI | A | 160-400 | 4547560 | 365034
P - Pre-trip alarm | AG | 160-400
G - Ground fault trip | AN | 160-400 | 4547560 | 372964
N - N-phase protection | AP | 160-400 | 4547560 | 372957
S - Phase rotation protection | AGN | 160-400 | 4547560 | 372988
C - Communication function | APG | 160-400
W - Electrical energy pulse | APN | 160-400 | 4547560 | 372971
H - Harmonic current | APGN | 160-400 | 4547560 | 372995
MOULDED CASE CIRCUIT BREAKERS
TB2 H/L 400 FRAME
MCCBs with Measurement and Data Communication
Model | Protection Codes | IR (A) | 3P
H400-NE | A | 100-250 | 4547560 | 393549
Icu = 125 kA @ 400V AC | AG | 100-250 | 4547560 | '393556*
Front Connection (FC) | AGN | 100-250
| APGS | 100-250 | 4547560 | 393570*
Electronic Protection Codes: | APGNS | 100-250
A - LSI | APGSCWH | 100-250 | 4547560 | 393594*
P - Pre-trip alarm | APGNSCWH | 100-250
G - Ground fault trip | A | 160-400 | 4547560 | 393662
N - N-phase protection | AG | 160-400 | 4547560 | 393679*
S - Phase rotation protection | AGN | 160-400
C - Communication function | APGS | 160-400 | 4547560 | 393693*
W - Electrical energy pulse | APGNS | 160-400
H - Harmonic current | APGSCWH | 160-400 | 4547560 | 393716*
| APGNSCWH | 160-400
*An external neutral CT must be ordered. See External Accessories. Vertical LCD display standard contact Terasaki if horizontal display is required.
Model | Protection Codes | IR (A) | 4P
H400-NE | A | 100-250 | 4547560 | 393785
Icu = 125 kA @ 400V AC | AG | 100-250
Front Connection (FC) | AGN | 100-250 | 4547560 | 393792
| APGS | 100-250
Electronic Protection Codes: | APGNS | 100-250 | 4547560 | 393815
A - LSI | APGSCWH | 100-250
P - Pre-trip alarm | APGNSCWH | 100-250 | 4547560 | 393839
G - Ground fault trip | A | 160-400 | 4547560 | 393907
N - N-phase protection | AG | 160-400
S - Phase rotation protection | AGN | 160-400 | 4547560 | 393914
C - Communication function | APGS | 160-400
W - Electrical energy pulse | APGNS | 160-400 | 4547560 | 393938
H - Harmonic current | APGSCWH | 160-400
| APGNSCWH | 160-400 | 4547560 | 393952
Vertical LCD display standard contact Terasaki if horizontal display is required.
MOULDED CASE CIRCUIT BREAKERS
TB2 H/L 400 FRAME
MCCBs with Measurement and Data Communication
Model | Protection Codes | IR (A) | 3P
L400-NE | A | 100-250 | 4547560 | 395468
Icu = 200 kA @ 400V AC | AG | 100-250 | 4547560 | 395475*
Front Connection (FC) | AGN | 100-250
| APGS | 100-250 | 4547560 | 395499*
| APGNS | 100-250
Electronic Protection Codes: | APGSCWH | 100-250 | 4547560 | '395512*
A - LSI | APGNSCWH | 100-250
P - Pre-trip alarm | A | 160-400 | 4547560 | 395581
G - Ground fault trip | AG | 160-400 | 4547560 | 395598*
N - N-phase protection | AGN | 160-400
S - Phase rotation protection | APGS | 160-400 | 4547560 | 395611*
C - Communication function | APGNS | 160-400
W - Electrical energy pulse | APGSCWH | 160-400 | 4547560 | 395635*
H - Harmonic current | APGNSCWH | 160-400
*An external neutral CT must be ordered. See External Accessories. Vertical LCD display standard contact Terasaki if horizontal display is required.
Model | Protection Codes | IR (A) | 4P
L400-NE | A | 100-250 | 4547560 | 395703
Icu = 200 kA @ 400V AC | AG | 100-250
Front Connection (FC) | AGN | 100-250 | 4547560 | 395170
| APGS | 100-250
| APGNS | 100-250 | 4547560 | 395734
Electronic Protection Codes: | APGSCWH | 100-250
A - LSI | APGNSCWH | 100-250 | 4547560 | 395758
P - Pre-trip alarm | A | 160-400 | 4547560 | 395826
G - Ground fault trip | AG | 160-400
N - N-phase protection | AGN | 160-400 | 4547560 | 395833
S - Phase rotation protection | APGS | 160-400
C - Communication function | APGNS | 160-400 | 4547560 | 395857
W - Electrical energy pulse | APGSCWH | 160-400
H - Harmonic current | APGNSCWH | 160-400 | 4547560 | 395871
Vertical LCD display standard contact Terasaki if horizontal display is required.
MCCBs with Icu = 70kA at 690V AC
Model | Protection Codes | IR (A) | 3P
L400-PE | A | 100 - 250 | 4547560 | 403682
690V AC | AP | 101 - 250 | 4547560 | 403699
Icu = 70kA | A | 160 - 400 | 4547560 | 403729
Rear Connection (RC) | AP | 160 - 400 | 4547560 | 403343
A - LSI | APG | 160 - 400 | 4547560 | 403750
P - Pre-trip alarm
G - Ground fault trip
APG - Pre-Trip & Ground Fault
MCCBs with Icu = 30kA at 800V AC
Model | Protection Codes | IR (A) | 3P
VE400-NE | A | 100 - 250 | 4547560 | 411977
800V AC
Icu = 30kA
Front Connection (FC)
A - LSI
MOULDED CASE CIRCUIT BREAKERS
TB2 H/L 400 FRAME
Circuit Breakers and Switch Disconnectors for use Above 250V DC
| Model | IR (A) | 4P
| PVS400-NDL | 250 | 4547560 | 400902
| 750V DC | 400 | 4547560 | 400919
Icu = 10kA
Front Connection (FC)
Connect 4 poles in series
| Model | IR (A) | 4P
| PVS400-NDH | 250 | 4547560 | 400926
| 1000V DC | 400 | 4547560 | 400933
Icu = 5kA
Front Connection (FC)
Connect 4 poles in series
| Model | In (A) | 4P
| PVS400-NNL | 400 | 4547560 | 400940
800V DC
Front Connection (FC)
Connect 4 poles in series
| Model | In (A) | 4P
| PVS400-NNH | 400 | 4547560 | 400957
800V DC
Front Connection (FC)
Connect 4 poles in series
MOULDED CASE CIRCUIT BREAKERS
TB2 E/S 630 FRAME
Adjustable Thermal and Adjustable Magnetic MCCBs
| Model | IR (A) | 3P
| E400-NJ | 158-250 | 4547560 | 378522
| Icu = 25kA @ 400V AC | 252-400 | 4547560 | 378539
Front Connection (FC)
| Model | IR (A) | 4P
| E400-NJ | 158-250 | 4547560 | 378560
| Icu = 25kA @ 400V AC | 252-400 | 4547560 | 378577
Front Connection (FC)
| Model | IR (A) | 3P
| S400-CJ | 158-250 | 4547560 | 381423
| Icu = 36 kA @ 400V AC | 252-400 | 4547560 | 381430
Front Connection (FC)
| Model | IR (A) | 4P
| S400-CJ | 158-250 | 4547560 | 378645
| Icu = 36 kA @ 400V AC | 252-400 | 4547560 | 378652
Front Connection (FC)
| Model | IR (A) | 3P
| S400-NJ | 158-250 | 4547560 | 378720
| Icu = 50 kA @ 400V AC | 252-400 | 4547560 | 378737
Front Connection (FC)
| Model | IR (A) | 4P
| S400-NJ | 158-250 | 4547560 | 378843
| Icu = 50 kA @ 400V AC | 252-400 | 4547560 | 378850
Front Connection (FC)
| Model | IR (A) | 3P
| S400-GJ | 158-250 | 4547560 | 378928
| Icu = 70 kA @ 400V AC | 252-400 | 4547560 | 378935
Front Connection (FC)
| Model | IR (A) | 4P
| S400-GJ | 158-250 | 4547560 | 379048
| Icu = 70 kA @ 400V AC | 252-400 | 4547560 | 379055
Front Connection (FC)
| Model | IR (A) | 3P
| S400-PJ | 158-250 | 4547560 | 378003
| Icu = 85 kA @ 400V AC | 252-400 | 4547560 | 378010
Front Connection (FC)
| Model | IR (A) | 4P
| S400-PJ | 158-250 | 4547560 | 378065
| Icu = 85 kA @ 400V AC | 252-400 | 4547560 | 378072
Front Connection (FC)
MOULDED CASE CIRCUIT BREAKERS
TB2 E/S 630 FRAME
MCCBs with Magnetic Trip Only
| Model | IR (A) | 3P
| E400-NJ | 158-250 | 4547560 | 380747
| Icu = 25kA @ 400V AC | 252-400 | 4547560 | 380754
Front Connection (FC)
| Model | IR (A) | 4P
| E400-NJ | 158-250 | 4547560 | 374722
| Icu = 25kA @ 400V AC | 252-400 | 4547560 | 374739
Front Connection (FC)
| Model | IR (A) | 3P
| S400-CJ | 158-250 | 4547560 | 380907
| Icu = 36 kA @ 400V AC | 252-400 | 4547560 | 380914
Front Connection (FC)
| Model | IR (A) | 4P
| S400-CJ | 158-250 | 4547560 | 380921
| Icu = 36 kA @ 400V AC | 252-400 | 4547560 | 380938
Front Connection (FC)
| Model | IR (A) | 3P
| S400-NJ | 158-250 | 4547560 | 381102
| Icu = 50 kA @ 400V AC | 252-400 | 4547560 | 381119
Front Connection (FC)
| Model | IR (A) | 4P
| S400-NJ | 158-250 | 4547560 | 381126
| Icu = 50 kA @ 400V AC | 252-400 | 4547560 | 381133
Front Connection (FC)
| Model | IR (A) | 3P
| S400-GJ | 158-250 | 4547560 | 381300
| Icu = 65 kA @ 400V AC | 252-400 | 4547560 | 381317
Front Connection (FC)
| Model | IR (A) | 4P
| S400-GJ | 158-250 | 4547560 | 381324
| Icu = 65 kA @ 400V AC | 252-400 | 4547560 | 381331
Front Connection (FC)
MOULDED CASE CIRCUIT BREAKERS
TB2 E/S 630 FRAME
MCCBs with Adjustable Thermal and Fixed Low Instantaneous Trip: For generators
| Model | IR (A) | 3P
| E400-NJ | 252-400 | 4547560 | 383120
Icu = 25kA @ 400V AC
Front Connection (FC)
| Model | IR (A) | 4P
| E400-NJ | 252-400 | 4547560 | 383137
Icu = 25kA @ 400V AC
Front Connection (FC)
| Model | IR (A) | 3P
| S400-CJ | 252-400 | 4547560 | 383175
Icu = 36 kA @ 400V AC
Front Connection (FC)
| Model | IR (A) | 4P
| S400-CJ | 252-400 | 4547560 | 383182
Icu = 36 kA @ 400V AC
Front Connection (FC)
| Model | IR (A) | 3P
| S400-NJ | 252-400 | 4547560 | 383236
Icu = 50 kA @ 400V AC
Front Connection (FC)
| Model | IR (A) | 4P
| S400-NJ | 252-400 | 4547560 | 383243
Icu = 50 kA @ 400V AC
Front Connection (FC)
| Model | IR (A) | 3P
| S400-GJ | 252-400 | 4547560 | 383335
Icu = 65 kA @ 400V AC
Front Connection (FC)
| Model | IR (A) | 4P
| S400-GJ | 252-400 | 4547560 | 383342
Icu = 65 kA @ 400V AC
Front Connection (FC)
MOULDED CASE CIRCUIT BREAKERS
TB2 E/S 630 FRAME
Electronic MCCBs
Model | Protection Codes | IR (A) | 3P
S400-NE | A | 100-250 | 4547560 | 379604
Icu = 50kA @ 400V AC | AN | 100-250
Front Connection (FC) | AP | 100-250 | 4547560 | 379611
Electronic Protection Codes: | APN | 100-250
A - LSI | A | 160-400 | 4547560 | 379628
P - Pre-trip alarm | AG | 160-400 | 4547560 | 379642*
G - Ground fault trip | AN | 160-400
N - N-phase protection | AP | 160-400 | 4547560 | 379635
S - Phase rotation protection | AGN | 160-400
C - Communication function | APG | 160-400 | 4547560 | 379659*
W - Electrical energy pulse | APN | 160-400
H - Harmonic current | APGN | 160-400
*An external neutral CT must be ordered. Refer to External Accessories.
Model | Protection Codes | IR (A) | 4P
S400-NE | A | 100-250 | 4547560 | 379703
Icu = 50kA @ 400V AC | AN | 100-250 | 4547560 | 379727
Front Connection (FC) | AP | 100-250 | 4547560 | 379710
Electronic Protection Codes: | APN | 100-250 | 4547560 | 379734
A - LSI | A | 160-400 | 4547560 | 379741
P - Pre-trip alarm | AG | 160-400 | --
G - Ground fault trip | AN | 160-400 | 4547560 | 379765
N - N-phase protection | AP | 160-400 | 4547560 | 379758
S - Phase rotation protection | AGN | 160-400 | 4547560 | 379789
C - Communication function | APG | 160-400 | --
W - Electrical energy pulse | APN | 160-400 | 4547560 | 379772
H - Harmonic current | APGN | 160-400 | 4547560 | 379796
MOULDED CASE CIRCUIT BREAKERS
TB2 E/S 630 FRAME
Electronic MCCBs
Model | Protection Codes | IR (A) | 3P
S400-GE | A | 100-250 | 4547560 | 379802
Icu = 70kA @ 400V AC | AN | 100-250 | -- | --
Front Connection (FC) | AP | 100-250 | 4547560 | 379819
Electronic Protection Codes: | APN | 100-250 | -- | --
A - LSI | A | 160-400 | 4547560 | 379826
P - Pre-trip alarm | AG | 160-400 | 4547560 | '379840*
G - Ground fault trip | AN | 160-400 | -- | --
N - N-phase protection | AP | 160-400 | 4547560 | 379833
S - Phase rotation protection | AGN | 160-400 | -- | --
C - Communication function | APG | 160-400 | 4547560 | 379857*
W - Electrical energy pulse | APN | 160-400 | -- | --
H - Harmonic current | APGN | 160-400 | -- | --
*An external neutral CT must be ordered. Refer to External Accessories.
Model | Protection Codes | IR (A) | 4P
S400-GE | A | 100-250 | 4547560 | 379901
Icu = 70kA @ 400V AC | AN | 100-250 | 4547560 | 379925
Front Connection (FC) | AP | 100-250 | 4547560 | 379918
Electronic Protection Codes: | APN | 100-250 | 4547560 | 379932
A - LSI | A | 160-400 | 4547560 | 379949
P - Pre-trip alarm | AG | 160-400 | --
G - Ground fault trip | AN | 160-400 | 4547560 | 379963
N - N-phase protection | AP | 160-400 | 4547560 | 379956
S - Phase rotation protection | AGN | 160-400 | 4547560 | 379987
C - Communication function | APG | 160-400 | --
W - Electrical energy pulse | APN | 160-400 | 4547560 | 379970
H - Harmonic current | APGN | 160-400 | 4547560 | 379994
MOULDED CASE CIRCUIT BREAKERS
TB2 E/S 630 FRAME
Electronic MCCBs
Model | Protection Codes | IR (A) | 3P
S400-PE | A | 100-250 | 4547560 | 378300
Icu = 80kA @ 400V AC | AN | 100-250
Front Connection (FC) | AP | 100-250 | 4547560 | 378317
Electronic Protection Codes: | APN | 100-250
A - LSI | A | 160-400 | 4547560 | 378324
P - Pre-trip alarm | AG | 160-400 | 4547560 | 368348*
G - Ground fault trip | AN | 160-400
N - N-phase protection | AP | 160-400 | 4547560 | 368331
S - Phase rotation protection | AGN | 160-400
C - Communication function | APG | 160-400 | 4547560 | 378355*
W - Electrical energy pulse | APN | 160-400
H - Harmonic current | APGN | 160-400
*An external neutral CT must be ordered. Refer to External Accessories.
Model | Protection Codes | IR (A) | 4P
S400-PE | A | 100-250 | 4547560 | 378362
Icu = 80kA @ 400V AC | AN | 100-250 | 4547560 | 378386
Front Connection (FC) | AP | 100-250 | 4547560 | 378379
Electronic Protection Codes: | APN | 100-250 | 4547560 | 378393
A - LSI | A | 160-400 | 4547560 | 378409
P - Pre-trip alarm | AG | 160-400
G - Ground fault trip | AN | 160-400 | 4547560 | 378423
N - N-phase protection | AP | 160-400 | 4547560 | 378416
S - Phase rotation protection | AGN | 160-400 | 4547560 | 378447
C - Communication function | APG | 160-400
W - Electrical energy pulse | APN | 160-400 | 4547560 | 378430
H - Harmonic current | APGN | 160-400 | 4547560 | 378454
MOULDED CASE CIRCUIT BREAKERS
TB2 E/S 630 FRAME
Electronic MCCBs
Model | Protection Codes | IR (A) | 3P
E630-NE | A | 250-630 | 4547560 | 380204
Icu = 36 kA @ 400V AC | AG | 250-630 | 4547560 | 380228*
Front Connection (FC) | AN | 250-630
Electronic Protection Codes: | AP | 250-630 | 4547560 | 380211
A - Standard relay with LSI characteristic | AGN | 250-630
P - Preferential Trip Alarm | APG | 250-630 | 4547560 | 380235*
G - Ground Fault | APN | 250-630
N - Neutral Protection | APGN | 250-630
*An external neutral CT must be ordered. Refer to External Accessories.
Model | Protection Codes | IR (A) | 4P
E630-NE | A | 250-630 | 4547560 | 380242
Icu = 36 kA @ 400V AC | AG | 250-630
Front Connection (FC) | AN | 250-630 | 4547560 | 380266
Electronic Protection Codes: | AP | 250-630 | 4547560 | 380259
A - Standard relay with LSI characteristic | AGN | 250-630 | 4547560 | 380280
P - Preferential Trip Alarm | APG | 250-630
G - Ground Fault | APN | 250-630 | 4547560 | 380273
N - Neutral Protection | APGN | 250-630 | 4547560 | 380297
Model | Protection Codes | IR (A) | 3P
S630-CE | A | 250-630 | 4547560 | 380303
Icu = 50 kA @ 400V AC | AG | 250-630 | 4547560 | 380327*
Front Connection (FC) | AN | 250-630
Electronic Protection Codes: | AP | 250-630 | 4547560 | 380310
A - Standard relay with LSI characteristic | AGN | 250-630
P - Preferential Trip Alarm | APG | 250-630 | 4547560 | 380334*
G - Ground Fault | APN | 250-630
N - Neutral Protection | APGN | 250-630
*An external neutral CT must be ordered. Refer to External Accessories.
Model | Protection Codes | IR (A) | 4P
S630-CE | A | 250-630 | 4547560 | 380341
Icu = 50 kA @ 400V AC | AG | 250-630
Front Connection (FC) | AN | 250-630 | 4547560 | 380365
Electronic Protection Codes: | AP | 250-630 | 4547560 | 380358
A - Standard relay with LSI characteristic | AGN | 250-630 | 4547560 | 380389
P - Preferential Trip Alarm | APG | 250-630
G - Ground Fault | APN | 250-630 | 4547560 | 380372
N - Neutral Protection | APGN | 250-630 | 4547560 | 380396
MOULDED CASE CIRCUIT BREAKERS
TB2 E/S 630 FRAME
Electronic MCCBs
Model | Protection Codes | IR (A) | 3P
S630-GE | A | 250-630 | 4547560 | 380402
Icu = 70 kA @ 400V AC | AG | 250-630 | 4547560 | 380426*
Front Connection (FC) | AN | 250-630
Electronic Protection Codes: | AP | 250-630 | 4547560 | 380419
A - Standard relay with LSI characteristic | AGN | 250-630
P - Preferential Trip Alarm | APG | 250-630 | 4547560 | 380433*
G - Ground Fault | APN | 250-630
N - Neutral Protection | APGN | 250-630
*An external neutral CT must be ordered. Refer to External Accessories.
Model | Protection Codes | IR (A) | 4P
S630-GE | A | 250-630 | 4547560 | 380440
Icu = 70 kA @ 400V AC | AG | 250-630
Front Connection (FC) | AN | 250-630 | 4547560 | 380464
Electronic Protection Codes: | AP | 250-630 | 4547560 | 380457
A - Standard relay with LSI characteristic | AGN | 250-630 | 4547560 | 380488
P - Preferential Trip Alarm | APG | 250-630
G - Ground Fault | APN | 250-630 | 4547560 | 380471
N - Neutral Protection | APGN | 250-630 | 4547560 | 380495
MOULDED CASE CIRCUIT BREAKERS
TB2 E/S 630 FRAME
MCCBs with Measurement and Data Communication
Model | Protection Codes | IR (A) | 3P
S400-NE | A | 100-250 | 4547560 | 390661
Front Connection (FC) | AG | 100-250 | 4547560 | 390678*
| APGS | 100-250 | 4547560 | 390692*
| APCWH | 100-250 | 4547561 | 390708
Electronic Protection Codes: | APGSCWH | 100-250 | 4547560 | 390715*
A - LSI | A | 160-400 | 4547560 | 390784
P - Pre-trip alarm | AG | 160-400 | 4547560 | 390791*
G - Ground fault trip | APGS | 160-400 | 4547560 | 390814*
| APSCWH | 160-400 | 4547560 | 390821
N - N-phase protection | APGSCWH | 160-400 | 4547560 | 390838*
S - Phase rotation protection
C - Communication function
W - Electrical energy pulse
H - Harmonic current
*An external neutral CT must be ordered. See External Accessories. Vertical LCD display standard contact Terasaki if horizontal display is required.
Model | Protection Codes | IR (A) | 4P
S400-NE | A | 100-250 | 4547560 | 390906
Icu = 50 kA @ 400V AC
Front Connection (FC) | AGN | 100-250 | 4547560 | 390913
Electronic Protection Codes: | APGNS | 100-250 | 4547560 | 390937
A - LSI | APSCWH | 100-250 | 4547561 | 390948
P - Pre-trip alarm | APGNSCWH | 100-250 | 4547560 | 390951
G - Ground fault trip | A | 160-400 | 4547560 | 391026
N - N-phase protection
S - Phase rotation protection | AGN | 160-400 | 4547560 | 391033
C - Communication function
W - Electrical energy pulse | APGNS | 160-400 | 4547560 | 391057
H - Harmonic current | APSCWH | 160-400 | 4547560 | 391064
| APGNSCWH | 160-400 | 4547560 | 391071
Vertical LCD display standard contact Terasaki if horizontal display is required.
MOULDED CASE CIRCUIT BREAKERS
TB2 E/S 630 FRAME
MCCBs with Measurement and Data Communication
Model | Protection Codes | IR (A) | 3P
S400-GE | A | 100-250 | 4547560 | 391620
Icu = 70 kA @ 400V AC | AG | 100-250 | 4547560 | 391637*
Front Connection (FC)
| APGS | 100-250 | 4547560 | 391651*
Electronic Protection Codes: | APCWH | 100-250 | 4547561 | 391668
A - LSI | APGSCWH | 100-250 | 4547560 | 391675*
P - Pre-trip alarm
G - Ground fault trip | A | 160-400 | 4547560 | 391743
N - N-phase protection | AG | 160-400 | 4547560 | 391750*
S - Phase rotation protection
C - Communication function | APGS | 160-400 | 4547560 | 391774*
W - Electrical energy pulse | APCWH | 160-400 | 4547560 | 391781
H - Harmonic current | APGSCWH | 160-400 | 4547560 | 391798*
*An external neutral CT must be ordered. See External Accessories. Vertical LCD display standard contact Terasaki if horizontal display is required.
Model | Protection Codes | IR (A) | 4P
S400-GE | A | 100-250 | 4547560 | 391866
Icu = 70 kA @ 400V AC
Front Connection (FC) | AGN | 100-250 | 4547560 | 391873
Electronic Protection Codes: | APGNS | 100-250 | 4547560 | 391897
A - LSI | APCWH | 100-250 | 4547560 | 391903
P - Pre-trip alarm | APGNSCWH | 100-250 | 4547560 | 391910
G - Ground fault trip | A | 160-400 | 4547560 | 391989
N - N-phase protection
S - Phase rotation protection | AGN | 160-400 | 4547560 | 391996
C - Communication function
W - Electrical energy pulse | APGNS | 160-400 | 4547560 | 392016
H - Harmonic current | APCWH | 160-400 | 4547560 | 392023
| APGNSCWH | 160-400 | 4547560 | 392030
Vertical LCD display standard contact Terasaki if horizontal display is required.
MOULDED CASE CIRCUIT BREAKERS
TB2 E/S 630 FRAME
MCCBs with Measurement and Data Communication
Model | Protection Codes | IR (A) | 3P
S400-PE
Icu = 85 kA @ 400V AC
Front Connection (FC) | A | 100-250 | 4547560 | 392580
| AG | 100-250 | 4547560 | 392597*
Electronic Protection Codes: | AP | 100-250 | 4547560 | 392603
A - LSI | APGS | 100-250 | 4547560 | 392610*
| APCWH | 100-250 | 4547560 | 392627
P - Pre-trip alarm | APGSCWH | 100-250 | 4547560 | 392634*
G - Ground fault trip
N - N-phase protection | A | 160-400 | 4547560 | 392702
S - Phase rotation protection | AG | 160-400 | 4547560 | 392719*
C - Communication function | AP | 160-400 | 4547560 | 392726
W - Electrical energy pulse | APGS | 160-400 | 4547560 | 392733*
| APCWH | 160-400 | 4547560 | 392740
H - Harmonic current | APGSCWH | 160-400 | 4547560 | 392757*
*An external neutral CT must be ordered. See External Accessories. Vertical LCD display standard contact Terasaki if horizontal display is required.
Model | Protection Codes | IR (A) | 4P
S400-PE
Icu = 85 kA @ 400V AC
Front Connection (FC) | A | 100-250 | 4547560 | 392825
| AGN | 100-250 | 4547560 | 392832
Electronic Protection Codes: | AP | 100-250 | 4547560 | 392849
A - LSI | APGNS | 100-250 | 4547560 | 392856
| APCWH | 100-250 | 4547560 | 392863
P - Pre-trip alarm | APGNSCWH | 100-250 | 4547560 | 392870
G - Ground fault trip
N - N-phase protection | A | 160-400 | 4547560 | 392948
S - Phase rotation protection | AGN | 160-400 | 4547560 | 392955
C - Communication function | AP | 160-400 | 4547560 | 392962
W - Electrical energy pulse | APGNS | 160-400 | 4547560 | 392979
| APCWH | 160-400 | 4547560 | 392986
H - Harmonic current | APGNSCWH | 160-400 | 4547560 | 392993
Vertical LCD display standard contact Terasaki if horizontal display is required.
MOULDED CASE CIRCUIT BREAKERS
TB2 E/S 630 FRAME
MCCBs with Measurement and Data Communication
Model | Protection Codes | IR (A) | 3P
E630-NE | A | 250-630 | 4547560 | 397462
Icu = 36 kA @ 400V AC | AG | 250-630 | 4547560 | 397479*
Front Connection (FC)
Electronic Protection Codes: | APGS | 250-630 | 4547560 | 397493*
A - Standard relay with LSI characteristic | APCWH | 250-630 | 4547561 | 397509
P - Preferential Trip Alarm | APGSCWH | 250-630 | 4547560 | 397516*
G - Ground Fault
N - Neutral Protection
*An external neutral CT must be ordered. See External Accessories. Vertical LCD display standard contact Terasaki if horizontal display is required.
Model | Protection Codes | IR (A) | 4P
E630-NE | A | 250-630 | 4547560 | 397585
Icu = 36 kA @ 400V AC
Front Connection (FC) | AGN | 250-630 | 4547560 | 397592
Electronic Protection Codes:
A - Standard relay with LSI characteristic | APGNS | 250-630 | 4547560 | 397615
P - Preferential Trip Alarm | APCWH | 250-630 | 4547561 | 397622
G - Ground Fault | APGNSCWH | 250-630 | 4547560 | 397639
N - Neutral Protection
Vertical LCD display standard contact Terasaki if horizontal display is required.
Model | Protection Codes | IR (A) | 3P
S630-CE | A | 250-630 | 4547560 | 397967
Icu = 50 kA @ 400V AC | AG | 250-630 | 4547560 | 397974*
Front Connection (FC)
Electronic Protection Codes: | APGS | 250-630 | 4547560 | 397998*
A - Standard relay with LSI characteristic | APCWH | 250-630 | 4547561 | 398001
P - Preferential Trip Alarm | APGSCWH | 250-630 | 4547560 | 398018*
G - Ground Fault
N - Neutral Protection
*An external neutral CT must be ordered. See External Accessories. Vertical LCD display standard contact Terasaki if horizontal display is required.
Model | Protection Codes | IR (A) | 4P
S630-CE | A | 250-630 | 4547560 | 398087
Icu = 50 kA @ 400V AC
Front Connection (FC) | AGN | 250-630 | 4547560 | 398094
Electronic Protection Codes:
A - Standard relay with LSI characteristic | APGNS | 250-630 | 4547560 | 398117
P - Preferential Trip Alarm | APCWH | 250-630 | 4547561 | 398124
G - Ground Fault | APGNSCWH | 250-630 | 4547560 | 398131
N - Neutral Protection
Vertical LCD display standard contact Terasaki if horizontal display is required.
MOULDED CASE CIRCUIT BREAKERS
TB2 E/S 630 FRAME
MCCBs with Measurement and Data Communication
Model | Protection Codes | IR (A) | 3P
S630-GE | A | 250-630 | 4547560 | 398469
Icu = 70 kA @ 400V AC | AG | 250-630 | 4547560 | 398476*
Front Connection (FC)
Electronic Protection Codes: | APGS | 250-630 | 4547560 | 398490*
A - Standard relay with LSI characteristic | APCWH | 250-630 | 4547561 | 398506
P - Preferential Trip Alarm | APGSCWH | 250-630 | 4547560 | 398513*
G - Ground Fault
N - Neutral Protection
*An external neutral CT must be ordered. See External Accessories. Vertical LCD display standard contact Terasaki if horizontal display is required.
Model | Protection Codes | IR (A) | 4P
S630-GE | A | 250-630 | 4547560 | 398582
Icu = 70 kA @ 400V AC
Front Connection (FC) | AGN | 250-630 | 4547560 | 398599
Electronic Protection Codes:
A - Standard relay with LSI characteristic | APGNS | 250-630 | 4547560 | 398612
P - Preferential Trip Alarm | APCWH | 250-630 | 4547561 | 398629
G - Ground Fault | APGNSCWH | 250-630 | 4547560 | 398636
N - Neutral Protection
Vertical LCD display standard contact Terasaki if horizontal display is required.
MOULDED CASE CIRCUIT BREAKERS
TB2 E/S 630 FRAME
Circuit Breakers and Switch Disconnectors for Use Above 250V DC
| Model | IR (A) | 3P
| S400-ND | 250 | 4547560 | 399008
| 350V DC | 400 | 4547560 | 399015
Icu = 20kA
Front Connection (FC)
Poles wired in series
| Model | IR (A) | 3P
| S400-ND | 250 | 4547560 | 399046
| 600V DC | 400 | 4547560 | 399053
Icu = 15kA
Front Connection (FC)
Poles wired in series
Switch Disconnectors
| Model | In (A) | 3P
| S400-NN | 400 | 4547560 | 381553
Front Connection (FC)
| Model | In (A) | 4P
| S400-NN | 400 | 4547560 | 381557
Front Connection (FC)
| Model | In (A) | 3P
| S630-NN | 630 | 4547560 | 381607
Front Connection (FC)
| Model | In (A) | 4P
| S630-NN | 630 | 4547560 | 381621
Front Connection (FC)
MOULDED CASE CIRCUIT BREAKERS
TB2 2 H/L 400 AND E/S 630 FRAMES
Accessories
Auxiliary Switches (AX) General Purpose
| Field Fit Accessory | Code
| Changeover | 4547560 | 000348
| Changeover for low currents (mA) | 4547560 | 000324
Auxiliary Switches (AX) Heavy Duty
| Field Fit Accessory | Code
| Normally open | 4547560 | 000300
| Normally closed | 4547560 | 000317
Alarm Switches (AL) General Purpose
| Field Fit Accessory | Code
| Changeover | 4547560 | 000744
| Changeover for low currents (mA) | 4547560 | 000720
Alarm Switches (AL) Heavy Duty
| Field Fit Accessory | Code
| Normally open | 4547560 | 000706
| Normally closed | 4547560 | 000713
Shunt Trips (SHT)
| Field Fit Accessory | Code
| AC 100-120V | 4547560 | 000904
| AC 200-240V | 4547560 | 000911
| AC 380-450V | 4547560 | 000928
| DC 12V | 4547560 | 000973
| DC 24V | 4547560 | 000935
| DC 48V | 4547560 | 000942
| DC 100-120V | 4547560 | 000959
| DC 200-240V | 4547560 | 000966
MOULDED CASE CIRCUIT BREAKERS
TB2 2 H/L 400 AND E/S 630 FRAMES
Accessories
Undervoltage Trips (UVT)
| Field Fit Accessory | Code
| AC 100-120V | 4547560 | 001208
| AC 200-240V | 4547560 | 001215
| AC 380-450V | 4547560 | 001222
| DC 24V | 4547560 | 001239
| DC 100-120V | 4547560 | 001246
| DC 200-240V | 4547560 | 001253
| AC 100-110V Time-delay (3P) | 4547560 | 001307
| AC 115-120V Time-delay (3P) | 4547560 | 001369
| AC 200-220V Time-delay (3P) | 4547560 | 001314
| AC 230-240V Time-delay (3P) | 4547560 | 001376
| AC 380-415V Time-delay (3P) | 4547560 | 001321
| AC 440-450V Time-delay (3P) | 4547560 | 001383
| DC 24V Time-delay Version (3P) | 4547560 | 001338
| DC 100-110V Time-delay (3P) | 4547560 | 001345
| DC 115-120V Time-delay (3P) | 4547560 | 001390
| DC 200-220V Time-delay (3P) | 4547560 | 001352
| DC 230-240V Time-delay (3P) | 4547560 | 001406
| AC 100-110V Time-delay for 4 Pole only | 4547560 | 002014
| AC 115-120V Time-delay for 4 Pole only | 4547560 | 002076
| AC 200-220V Time-delay for 4 Pole only | 4547560 | 002021
| AC 230-240V Time-delay for 4 Pole only | 4547560 | 002083
| AC 380-415V Time-delay for 4 Pole only | 4547560 | 002038
| AC 440-450V Time-delay for 4 Pole only | 4547560 | 002090
| DC 24V Time-delay for 4 Pole only | 4547560 | 002045
| DC 100-110V Time-delay for 4 Pole only | 4547560 | 002052
| DC 115-120V Time-delay for 4 Pole only | 4547560 | 002106
| DC 200-220V Time-delay for 4 Pole only | 4547560 | 002069
| DC 230-240V Time-delay for 4 Pole only | 4547560 | 002113
Extension Bars (FB)
| Field Fit Accessory | Code
| 3 bars, 400A (Offset) | 4547560 | 010323
Straight Type | 3 bars, 400A (Straight) | 4547560 | 010415
| 4 bars, 400A (Offset) | 4547560 | 010330
| 4 bars, 400A (Straight) | 4547560 | 010422
| 3 bars, 630A (Offset) | 4547560 | 010347
| 3 bars, 630A (Straight) | 4547560 | 010439
| 4 bars, 630A (Offset) | 4547560 | 010354
| 4 bars, 630A (Straight) | 4547560 | 010446
Offset Type
MOULDED CASE CIRCUIT BREAKERS
TB2 2 H/L 400 AND E/S 630 FRAMES
Accessories
Rear Connections (RC) for E/S 630A Frame
| Field Fit Accessory | Code
| 3 studs, 400A | 4547560 | 080210
| 4 studs, 400A | 4547560 | 080227
| 3 studs, 630A | 4547560 | 080265
| 4 studs, 630A | 4547560 | 080272
Rear Connections (RC) for H/L 400A Frame
| Factory Fit Accessory | Code
| 3 studs, 400A | 4547560 | 080241
| 4 studs, 400A | 4547560 | 080258
Fixed Part of Plug-in MCCB (PM)
| Field Fit Accessory | Code
| 3P, | 4547560 | 012563
| 4P, | 4547560 | 012662
A plug-in conversion is also required to complete the plug-in MCCB
Plug-in Conversion for E/S 630A Frame
| Field Fit Accessory | Code
| 3P, 400A | 4547560 | 800047
| 4P, 400A | 4547560 | 800054
| 3P, 630A | 4547560 | 800085
| 4P, 630A | 4547560 | 800092
Plug-in Conversion for H/L 400A Frame
| Field Fit Accessory except for L400-PE | Code
| 3P, 400A | Contact Terasaki
| 4P, 400A | Contact Terasaki
MOULDED CASE CIRCUIT BREAKERS
TEMBREAK 2 H/L 400A and E/S 630A FRAME
Accessories
Extension Terminal for Fixed Part of Plug-in MCCB (PF)
| Field Fit Accessory | Code
| 3 bars, | 4547560 | 045851
| 4 bars, | 4547560 | 045868
Terminal Covers for Extension Terminals for Fixed Parts of Plug-in MCCBs
| Field Fit Accessory | Code
| 3P 400A Plug-in Base, 1 Terminal Cover | 4547560 | 045745
| 4P 400A Plug-in Base, 1 Terminal Cover | 4547560 | 045752
Control Wiring Terminals for Plug-in MCCBs
| Field Fit Accessory | Code
| Plug for auxiliary switches and alarm switches | 4547560 | 800108
| Plug for shunt trips and undervoltage trips | 4547560 | 800115
Order one plug for each internal accessory
Control Wiring Terminals for Plug-in MCCBs
| Fielt Fit Accessory | Code
| Socket for aux/al/sht/uvt | 4547560 | 045004
Order one socket for each internal accessory
Draw-out Conversion Kit for E/S 630A Frame MCCBs (400 only)
| Factory Fit Accessory | Code
| 400AF 3P Draw-out Conversion Kit | 4547560 | 860133
| 400AF 4P Draw-out Conversion Kit | 4547560 | 860140
Draw-out Chassis with Keylock and Position Switch for E/S 630A Frame MCCBs
| Factory Fit Accessory | Code
| 400AF 3P Draw-out Chassis | 4547560 | 860195
| 400AF 4P Draw-out Chassis | 4547560 | 860201
Cable Clamps (FW) for E/S 630A Frame
| Field Fit Accessory | Code
| 3 clamps, 400A only | 4547560 | 014734
| 4 clamps, 400A only | 4547560 | 014741
Cable Clamps (FW) for H/L 400A Frame
| Factory Fit Accessory | Code
| 3 clamps, 400A | 4547560 | 014734
| 4 clamps, 400A | 4547560 | 014741
MOULDED CASE CIRCUIT BREAKERS
TEMBREAK 2 H/L 400A and E/S 630A FRAME
Accessories
Motor Operation (MC)
| Field Fit Accessory | Code
| 100V to 240V AC for 400-630AF | 4547560 | 756009
| 24V to 48V DC for 400-630AF | 4547560 | 756016
| 100V to 120V DC for 400-630AF | 4547560 | 756023
| 200V to 220V DC for 400-630AF | 4547560 | 763199
Motor plus keylock available on request
Motor Operation (MC) with Automatic Reset
| Field Fit Accessory | Code
| AC 100V to 240V | 4547560 | 756092
| DC 24V to 48V | 4547560 | 756108
| DC 100V to 120V | 4547560 | 756115
Motor plus keylock available on request
External Operating Handles (Breaker Mounted Type) (HB)
| Field Fit Accessory | Code
| Black handle IP3X | 4547560 | 727061
| Black handle IP3X with keylock | 4547560 | 727047
| Red handle IP3X | 4547560 | 727542
| Red handle IP3X with keylock | 4547560 | 727528
| Black handle IP5X | 4547560 | 727078
| Black handle IP5X with keylock | 4547560 | 727054
| Red handle IP5X | 4547560 | 727559
| Red handle IP5X with keylock | 4547560 | 727535
External Operating Handles (Panel Mounted Type) (S Type)
| Field Fit Accessory | Code
| ‘S Type’ Black handle IP55 | 4547560 | 060922
| S Type’ Red handle IP55 | 4547560 | 060939
| S Type’ Black Handle IP65 | 4547560 | 060960
| Type’ Red Handle IP65 | 4547560 | 060977
| Castell Cam for K Lock | 4547560 | 800634
MOULDED CASE CIRCUIT BREAKERS
TEMBREAK 2 H/L 400A and E/S 630A FRAME
Accessories
Slide Type Mechanical Interlocks (MS)
| Field Fit Accessory | Code
| E,S type for front, rear connection type 400-630AF 3P | 4547560 | 033704
| E,S type for front, rear connection type 400-630AF 4P | 4547560 | 033711
| E,S type for plug-in type 400-630AF 3P | 4547560 | 033728
| E,S type for plug-in type 400-630AF 4P | 4547560 | 033735
| H,L type for front, rear connection type 400-630AF 3P | 4547560 | 033742
| H,L type for front, rear connection type 400-630AF 4P | 4547560 | 033759
| H,L type for plug-in type 400-630AF 3P | 4547560 | 033766
| H,L type for plug-in type 400-630AF 4P | 4547560 | 033773
Order one part between two MCCBs
Link Type Mechanical Interlocks (ML)
| Field Fit Accessory | Code
| Right side | 4547560 | 035265
| Left side 3P | 4547560 | 035272
| Left side 4P | 4547560 | 035289
Order one interlock part for each MCCB
Wire Type Mechanical Interlocks (MW)
| Field Fit Accessory | Code
| Interlock | 4547560 | 036248
| 1m length interlock cable | 4547560 | 036064
| 1.5m length interlock cable | 4547560 | 036057
Order one interlock part for each MCCB and one cable between two MCCBs
Handle Locks (HL)
| Field Fit Accessory | Code
| For 400-1000AF | 4547560 | 37306
Terminal Covers for Front Connection (CF)
| Field Fit Accessory | Code
| 3P, 1 cover (narrow type) | 4547560 | 081002
| 4P, 1 cover (narrow type) | 4547560 | 081019
| 3P, 1 cover | 4547560 | 081347
| 4P, 1 cover | 4547560 | 080814
| Terminal cover lock | 4547560 | 038006
MOULDED CASE CIRCUIT BREAKERS
TB2 2 H/L 400 AND E/S 630 FRAMES
Accessories
Terminal Covers for Rear Connection, Cable Clamps and Plug-In (CR)
| Field Fit Accessory | Code
| 3P, 1 cover | 4547560 | 080982
| 4P, 1 cover | 4547560 | 080999
| Terminal cover lock | 4547560 | 038006
Interpole Barriers (BA)
| Field Fit Accessory | Code
| For E and S types | 4547560 | 043338
Lead Terminal Block
| Field Fit Accessory | Code
| Left side | 4547560 | 044540
| Right side | 4547560 | 044557
Neutral Link
| Field Fit Accessory | Code
| 400A Neutral Link | 4547560 | 800504
| 630A Neutral Link | 4547560 | 800511
| 400/630 Neutral Link Shroud | 4547560 | 800566
Door Flange
| Field Fit Accessory | Code
| for toggle operation | 4547560 | 045400
| for motorised application | 4547560 | 045417
MOULDED CASE CIRCUIT BREAKERS
TB2 2 H/L 400 AND E/S 630 FRAMES
Accessories
OCR Checker
| Field Fit Accessory | Code
| OCR Checker 100-120V AC | 4547560 | 756306
| OCR checker 200-240V AC | 4547560 | 756313
External Neutral CT
| Field Fit Accessory | Code
| 400A | 4547560 | 045912
| 630A | 4547560 | 045929
3C Overheating Protection
| Field Fit Accessory | Code
| Temperature Monitor for 3P H/L & E/S 630 Frames (110V AC) * | 4547560 | 761645
| Temperature Monitor for 4P H/L & E/S 630 Frames (110V AC) * | 4547560 | 761669
| Short Plug ** | 4547560 | 762505
* Can be fitted at Line or Load side of MCCB.
** Short plugs are require for terminals not being monitored. Supplied in packs of 3
T2ED Circuit Breaker Monitor
Field Fit Accessory
| Electronic display for MCCBs with measurement | 4547560 | 731907
and communication facility (24V DC)
MOULDED CASE CIRCUIT BREAKERS
TB2 2 H/L 400 AND E/S 630 FRAMES
Automatic Changeover Pairs
| 400A Frame | Code |  | Function
| a. Two TemBreak 2 MCCBs, H/L 400 or E/S 630 | Refer to MCCB MOULDED CASE CIRCUIT BREAKERS |  | Switching and protection of the load.
| b. 2 x Auxillary switch for mains MCCB | 2 x 000348 |  | Electrical interlocking and MCCB status
| 2 x Auxillary switch for generator MCCB | 2 x 000348
| Alarm switch for main MCCB | 000744
| Alarm switch for generator MCCB | 000744
| c. Link type mechanical interlock (left) | 035265 |  | Mechanical interlocking. Cable-type mechanical Interlocking may alternatively be used.
| Link type mechanical interlock (right) | 035272
or
| Link type mechanical interlock (left, 4P) | 035289
| d. Motor operator for mains MCCB | Refer to “Motor Operator” Select code base on required voltage. |  | Automatic operation of circuit breaker
| Motor operator for generator MCCB | Refer to “Motor Operator” Select code base on required voltage.
| e. TemTransfer 3 Wiring Panel | Contact Terasaki |  | Simplifies customer wiring. Terminal blocks and control relay are included. Only suitable when using Terasaki Wiring Diagram
| f. TemTransfer 3 Reset Key Switch | 305001005 |  | Resets and isolates the system for maintenance. Only suitable when using Terasaki Wiring Diagram.
| g. TemTransfer 3 Changeover Controller | 305001001 |  | Monitors mains and generator voltages and controls transfer of load. Pre-configured to operate with Terasaki Wiring Diagram.
| h. TemTransfer 3 Power Supply 24V DC | 305001003 |  | Power Supply for TemTransfer 3 . Also available in 12V DC.
| TemTransfer 3 Interface Kit (optional) | 305001002 |  | Optional: Allows re-configuration of TemTransfer 3 , diagnostics and advanced parameter settings.
MOULDED CASE CIRCUIT BREAKERS
TB2 H/L 800 FRAME
Electronic MCCBs
Model | Protection Codes | IR (A) | 3P
H800-NE | A | 250-630 | 4547560 | 482809
Icu = 125kA | AN | 250-630
with extension bars (mandatory) | AP | 250-630 | 4547560 | 482816
| AG | 250-630 |  | 482823*
Electronic Protection Codes: | AGN | 250-630 | 4547560
A - Standard relay with LSI characteristic | APG | 250-630 | 4547560 | 482830*
P - Pre-trip alarm | APN | 250-630
G - Ground fault trip | APGN | 250-630
N - N-phase protection | A | 320-800 | 4547560 | 481406
| AN | 320-800
| AP | 320-800 | 4547560 | 481413
| AG | 320-800 | 4547560 | 481420*
| AGN | 320-800
| APG | 320-800 | 4547560 | 481437*
| APN | 320-800
| APGN | 320-800
*An external neutral CT must be ordered. See External Accessories.
Model | Protection Codes | IR (A) | 4P
H800-NE | A | 250-630 | 4547560 | 482885
Icu = 125kA | AN | 250-630 | 4547560 | 482908
with extension bars (mandatory) | AP | 250-630 | 4547560 | 482892
| AG | 250-630
Electronic Protection Codes: | AGN | 250-630 | 4547560 | 482922
A - Standard relay with LSI characteristic | APG | 250-630
P - Pre-trip alarm | APN | 250-630 | 4547560 | 482915
G - Ground fault trip | APGN | 250-630 | 4547560 | 482939
N - N-phase protection | A | 320-800 | 4547560 | 481482
| AN | 320-800 | 4547560 | 481505
| AP | 320-800 | 4547560 | 481499
| AG | 320-800
| AGN | 320-800 | 4547560 | 481529
| APG | 320-800
| APN | 320-800 | 4547560 | 481512
| APGN | 320-800 | 4547560 | 481536
MOULDED CASE CIRCUIT BREAKERS
TB2 H/L 800 FRAME
Electronic MCCBs
Model | Protection Codes | IR (A) | 3P
L800-NE | A | 250-630 | 4547560 | 483004
Icu = 200kA | AN | 250-630
with extension bars (mandatory) | AP | 250-630 | 4547560 | 483011
| AG | 250-630 | 4547560 | 483028*
Electronic Protection Codes: | AGN | 250-630
A - Standard relay with LSI characteristic | APG | 250-630 | 4547560 | 483035
P - Pre-trip alarm | APN | 250-630
G - Ground fault trip | APGN | 250-630
N - N-phase protection | A | 320-800 | 4547560 | 481604
| AN | 320-800
| AP | 320-800 | 4547560 | 481611
| AG | 320-800 | 4547560 | 481628*
| AGN | 320-800
| APG | 320-800 | 4547560 | 481635
| APN | 320-800
| APGN | 320-800
*An external neutral CT must be ordered. See External Accessories.
Model | Protection Codes | IR (A) | 4P
L800-NE | A | 250-630 | 4547560 | 483080
Icu = 200kA | AN | 250-630 | 4547560 | 483103
with extension bars (mandatory) | AP | 250-630 | 4547560 | 483097
| AG | 250-630
Electronic Protection Codes: | AGN | 250-630 | 4547560 | 483127
A - Standard relay with LSI characteristic | APG | 250-630
P - Pre-trip alarm | APN | 250-630 | 4547560 | 483110
G - Ground fault trip | APGN | 250-630 | 4547560 | 483134
N - N-phase protection | A | 320-800 | 4547560 | 481680
| AN | 320-800 | 4547560 | 481703
| AP | 320-800 | 4547560 | 481697
| AG | 320-800 | 4547560
| AGN | 320-800 | 4547560 | 481727
| APG | 320-800
| APN | 320-800 | 4547560 | 481710
| APGN | 320-800 | 4547560 | 481734
MOULDED CASE CIRCUIT BREAKERS
TB2 H/L 800 FRAME
MCCBs with Measurement and Data Communication
Model | Protection Codes | IR (A) | 3P
H800-NE | A | 250-630 | 4547560 | 489501
Icu = 125kA | AG | 250-630 | 4547560 | 489518*
Front Connection (FC) | AGN | 250-630
with extension bars (mandatory) | AP | 250-630 | 4547560 | 489525
| APGS | 250-630 | 4547560 | 489532*
Electronic Protection Codes: | APGNS | 250-630
A - LSI; | APCWH | 250-630 | 4547560 | 489549
P - Pre-trip alarm | APGSCWH | 250-630 | 4547560 | 489556*
G - Ground fault trip | APGNSCWH | 250-630
N - N-phase protection | A | 320-800 | 4547560 | 490224
S - Phase rotation protection | AG | 320-800 | 4547560 | 490231*
C - Communication function | AGN | 320-800
W - Electrical energy pulse | AP | 320-800 | 4547560 | 490248
H - Harmonic current | APGS | 320-800 | 4547560 | 490255*
| APGNS | 320-800
| APCWH | 320-800 | 4547560 | 490262
| APGSCWH | 320-800 | 4547560 | 490279*
| APGNSCWH | 320-800
*An external neutral CT must be ordered. See External Accessories. Vertical LCD display standard contact Terasaki if horizontal display is required.
Model | Protection Codes | IR (A) | 4P
H800-NE | A | 250-630 | 4547560 | 489624
Icu = 125kA | AG | 250-630
Front Connection (FC) | AGN | 250-630 | 4547560 | 489631
with extension bars (mandatory) | AP | 250-630 | 4547560 | 489648
| APGS | 250-630
Electronic Protection Codes: | APGNS | 250-630 | 4547560 | 489655
A - LSI; | APCWH | 250-630 | 4547560 | 489662
P - Pre-trip alarm | APGSCWH | 250-630
G - Ground fault trip | APGNSCWH | 250-630 | 4547560 | 489679
N - N-phase protection | A | 320-800 | 4547560 | 490347
S - Phase rotation protection | AG | 320-800
C - Communication function | AGN | 320-800 | 4547560 | 490354
W - Electrical energy pulse | AP | 320-800 | 4547560 | 490361
H - Harmonic current | APGS | 320-800
| APGNS | 320-800 | 4547560 | 490378
| APCWH | 320-800 | 4547560 | 490385
| APGSCWH | 320-800
| APGNSCWH | 320-800 | 4547560 | 490392
Vertical LCD display standard contact Terasaki if horizontal display is required.
MOULDED CASE CIRCUIT BREAKERS
TB2 H/L 800 FRAME
MCCBs with Measurement and Data Communication
Model | Protection Codes | IR (A) | 3P
L800-NE | A | 250-630 | 4547560 | 490941
Icu = 200kA | AG | 250-630 | 4547560 | 490958*
Front Connection (FC) | AGN | 250-630
| AP | 250-630 | 4547560 | 490965
Front Connection | APGS | 250-630 | 4547560 | 490972*
with extension bars (mandatory) | APGNS | 250-630
| APCWH | 250-630 | 4547560 | 490989
| APGSCWH | 250-630 | 4547560 | 490996
Electronic Protection Codes: | APGNSCWH | 250-630
A - LSI; | A | 320-800 | 4547560 | 491665
P - Pre-trip alarm | AG | 320-800 | 4547560 | 491672*
G - Ground fault trip | AGN | 320-800
N - N-phase protection | AP | 320-800 | 4547560 | 491689
S - Phase rotation protection | APGS | 320-800 | 4547560 | 491696*
C - Communication function | APGNS | 320-800
W - Electrical energy pulse | APCWH | 320-800 | 4547560 | 491702
H - Harmonic current | APGSCWH | 320-800 | 4547560 | 491719*
| APGNSCWH | 320-800
*An external neutral CT must be ordered. See External Accessories. Vertical LCD display standard contact Terasaki if horizontal display is required.
Extension bars are optional for S800 models
Model | Protection Codes | IR (A) | 4P
L800-NE | A | 250-630 | 4547560 | 491061
Icu = 200kA | AG | 250-630
Front Connection (FC) | AGN | 250-630 | 4547560 | 491078
| AP | 250-630 | 4547560 | 491085
Front Connection | APGS | 250-630
with extension bars (mandatory) | APGNS | 250-630 | 4547560 | 491092
| APCWH | 250-630 | 4547560 | 491108
| APGSCWH | 250-630
Electronic Protection Codes: | APGNSCWH | 250-630 | 4547560 | 491115
A - LSI; | A | 320-800 | 4547560 | 491788
P - Pre-trip alarm | AG | 320-800
G - Ground fault trip | AGN | 320-800 | 4547560 | 491795
N - N-phase protection | AP | 320-800 | 4547560 | 491801
S - Phase rotation protection | APGS | 320-800 | 4547560
C - Communication function | APGNS | 320-800 | 4547560 | 491818
W - Electrical energy pulse | APCWH | 320-800 | 4547560 | 491825
H - Harmonic current | APGSCWH | 320-800 | 4547560
| APGNSCWH | 320-800 | 4547560 | 491832
Vertical LCD display standard contact Terasaki if horizontal display is required.
Extension bars are optional for S800 models
MOULDED CASE CIRCUIT BREAKERS
TB2 H/L 800 FRAME
MCCBs with Icu = 70kA @ 690V AC
Model | Protection Codes | IR (A) | 3P
L800-PE | A | 250-630 | 4547560 | 485183
Icu = 70kA @ 690V AC | AP | 250-630 | 4547560 | 485190
With Rear Connections | AG | 250-630 | 4547560 | 485206*
| APG | 250-630 | 4547560 | 485213*
| A | 320 - 800 | 4547560 | 485268
| AP | 320 - 800 | 4547560 | 485275
| AG | 320 - 800 | 4547560 | 485282*
| APG | 320 - 800 | 4547560 | 485299*
*An external neutral CT must be ordered. See External Accessories.
Model | Protection Codes | IR (A) | 3P
L800-PE | A | 250-630 | 4547560 | 485220
Icu = 70kA @ 690V AC | AP | 250-630 | 4547560 | 485237
with Plug-in connections | AG | 250-630 | 4547560 | 485244*
| APG | 250-630 | 4547560 | 485251*
| A | 320 - 800 | 4547560 | 485305
| AP | 320 - 800 | 4547560 | 485312
| AG | 320 - 800 | 4547560 | 485329*
| APG | 320 - 800 | 4547560 | 485336*
Order Plug-in base and auxiliary connectors separately
Circuit Breakers and Switch Disconnectors for use above 250V DC
| Model | IR (A) | 4P
| PVS800-NDL | 630 | 4547560 | 484148
| 750V DC | 800 | 4547560 | 484162
Icu = 10kA
with extension bars (mandatory)
Connect 4 poles in series
| Model | IR (A) | 4P
| PVS800-NDH | 630 | 4547560 | 484193
| 1000V DC | 800 | 4547560 | 484216
Icu = 5kA
with extension bars (mandatory)
Connect 4 poles in series
| Model | In (A) | 4P
| PVS800-NNL | 630 | 4547560 | 484124
| 800V DC | 800 | 4547560 | 484223
with extension bars (mandatory)
Connect 4 poles in series
| Model | In (A) | 4P
| PVS800-NNH | 800 | 4547560 | 484131
| 1000V DC | 800 | 4547560 | 484230
with extension bars (mandatory)
Connect 4 poles in series
MOULDED CASE CIRCUIT BREAKERS
TB2 1000 FRAME
Adjustable Thermal and Adjustable Magnetic MCCBs
| Model | IR (A) | 3P
| S800-CJ | 400-630 | 4547560 | 812088
| Icu = 36kA at 400V AC | 500-800 | 4547560 | 812095
Front Connected (FC)
| Model | IR (A) | 4P
| S800-CJ | 400-630 | 4547560 | 812101
| Icu = 36kA at 400V AC | 500-800 | 4547560 | 812118
Front Connected (FC)
| Model | IR (A) | 3P
| S800-NJ | 400-630 | 4547560 | 812149
| Icu = 50kA at 400V AC | 500-800 | 4547560 | 812156
Front Connected (FC)
| Model | IR (A) | 4P
| S800-NJ | 400-630 | 4547560 | 812163
| Icu = 50kA at 400V AC | 500-800 | 4547560 | 812170
Front Connected (FC)
| Model | IR (A) | 3P
| S800-RJ | 400-630 | 4547560 | 812200
| Icu = 70kA at 400V AC | 500-800 | 4547560 | 812217
Front Connected (FC)
| Model | IR (A) | 4P
| S800-RJ | 400-630 | 4547560 | 812224
| Icu = 70kA at 400V AC | 500-800 | 4547560 | 812231
Front Connected (FC)
MOULDED CASE CIRCUIT BREAKERS
TB2 1000 FRAME
Electronic MCCBs
Model | Protection Codes | IR (A) | 3P
S800-NE | A | 250-630 | 4547560 | 812262
Icu = 50kA at 400V AC |  | 250-630
Front Connection (FC) | AP | 250-630 | 4547560 | 812279
| AG | 250-630 | 4547560 | 812286*
Electronic Protection Codes: |  | 250-630
A - Standard relay with LSI characteristic | APG | 250-630 | 4547560 | 812293*
P - Pre-trip alarm
G - Ground fault trip
N - N-phase protection | A | 320 - 800 | 4547560 | 812361
| AP | 320 - 800 | 4547560 | 812378
| AG | 320 - 800 | 4547560 | 812385*
| APG | 320 - 800 | 4547560 | 812392*
*An external neutral CT must be ordered. See External Accessories.
Model | Protection Codes | IR (A) | 4P
S800-NE | A | 250-630 | 4547560 | 812309
Icu = 50kA at 400V AC | AN | 250-630 | 4547560 | 812323
Front Connection (FC) | AP | 250-630 | 4547560 | 812316
Electronic Protection Codes: | AGN | 250-630 | 4547560 | 812347
A - Standard relay with LSI characteristic
P - Pre-trip alarm | APN | 250-630 | 4547560 | 812330
G - Ground fault trip | APGN | 250-630 | 4547560 | 812354
N - N-phase protection | A | 320 - 800 | 4547560 | 812408
| AN | 320 - 800 | 4547560 | 812422
| AP | 320 - 800 | 4547560 | 812415
| AGN | 320 - 800 | 4547560 | 812446
| APN | 320 - 800 | 4547560 | 812439
| APGN | 320 - 800 | 4547560 | 812453
MOULDED CASE CIRCUIT BREAKERS
TB2 1000 FRAME
Electronic MCCBs
Model | Protection Codes | IR (A) | 3P
S800-RE | A | 250-630 | 4547560 | 812460
Icu = 70kA at 400V AC | AN | 250-630
Front Connection (FC) | AP | 250-630 | 4547560 | 812477
| AG | 250-630 | 4547560 | 812484*
Electronic Protection Codes: | AGN | 250-630
A - Standard relay with LSI characteristic | APG | 250-630 | 4547560 | 812491*
P - Pre-trip alarm | APN | 250-630
G - Ground fault trip | APGN | 250-630
N - N-phase protection | A | 320 - 800 | 4547560 | 812569
| AN | 320 - 800
| AP | 320 - 800 | 4547560 | 812576
| AG | 320 - 800 | 4547560 | 812583*
| AGN | 320 - 800
| APG | 320 - 800 | 4547560 | 812590*
| APN | 320 - 800
| APGN | 320 - 800
*An external neutral CT must be ordered. See External Accessories.
Model | Protection Codes | IR (A) | 4P
S800-RE | A | 250-630 | 4547560 | 812507
Icu = 70kA at 400V AC | AN | 250-630 | 4547560 | 812521
Front Connection (FC) | AP | 250-630 | 4547560 | 812514
| AG | 250-630
Electronic Protection Codes: | AGN | 250-630 | 4547560 | 812545
A - Standard relay with LSI characteristic | APG | 250-630
P - Pre-trip alarm | APN | 250-630 | 4547560 | 812538
G - Ground fault trip | APGN | 250-630 | 4547560 | 812552
N - N-phase protection | A | 320 - 800 | 4547560 | 812606
| AN | 320 - 800 | 4547560 | 812620
| AP | 320 - 800 | 4547560 | 812613
| AG | 320 - 800
| AGN | 320 - 800 | 4547560 | 812644
| APG | 320 - 800 | 4547560
| APN | 320 - 800 | 4547560 | 812637
| APGN | 320 - 800 | 4547560 | 812651
MOULDED CASE CIRCUIT BREAKERS
TB2 1000 FRAME
Electronic MCCBs
Model | Protection Codes | IR (A) | 3P
S1000-SE | A | 400- 1000 | 4547560 | 530302
Icu = 50kA at 400V AC | AN | 400- 1000
with extension bars (mandatory) | AP | 400- 1000 | 4547560 | 530319
Electronic Protection Codes: | AG | 400- 1000 | 4547560 | 530326*
A - Standard relay with LSI characteristic | AGN | 400- 1000
P - Pre-trip alarm | APG | 400- 1000 | 4547560 | 530333*
G - Ground fault trip | APN | 400- 1000
N - N-phase protection | APGN | 400- 1000
*An external neutral CT must be ordered. See External Accessories.
Model | Protection Codes | IR (A) | 4P
S1000-SE | A | 400- 1000 | 4547560 | 530340
Icu = 50kA at 400V AC | AN | 400- 1000 | 4547560 | 530364
with extension bars (mandatory) | AP | 400- 1000 | 4547560 | 530357
Electronic Protection Codes: | AG | 400- 1000
A - Standard relay with LSI characteristic | AGN | 400- 1000 | 4547560 | 530388
P - Pre-trip alarm | APG | 400- 1000
G - Ground fault trip | APN | 400- 1000 | 4547560 | 530371
N - N-phase protection | APGN | 400- 1000 | 4547560 | 530395
Model | Protection Codes | IR (A) | 3P
S1000-NE | A | 400- 1000 | 4547560 | 530401
at 400V AC | AN | 400- 1000
Icu = 70kA at 400V AC | AP | 400- 1000 | 4547560 | 530418
Electronic Protection Codes: | AG | 400- 1000 | 4547560 | 530425*
A - Standard relay with LSI characteristic | AGN | 400- 1000
P - Pre-trip alarm | APG | 400- 1000 | 4547560 | 530432*
G - Ground fault trip | APN | 400- 1000
N - N-phase protection | APGN | 400- 1000
*An external neutral CT must be ordered. See External Accessories.
Model | Protection Codes | IR (A) | 4P
S1000-NE | A | 400- 1000 | 4547560 | 530449
at 400V AC | AN | 400- 1000 | 4547560 | 530463
Icu = 70kA at 400V AC | AP | 400- 1000 | 4547560 | 530456
Electronic Protection Codes: | AG | 400- 1000
A - Standard relay with LSI characteristic | AGN | 400- 1000 | 4547560 | 530487
P - Pre-trip alarm | APG | 400- 1000
G - Ground fault trip | APN | 400- 1000 | 4547560 | 530470
N - N-phase protection | APGN | 400- 1000 | 4547560 | 530494
MOULDED CASE CIRCUIT BREAKERS
TB2 1000 FRAME
MCCBs with Measurement and Data Communication
Model | Protection Codes | IR (A) | 3P
S800-NE | A | 250-630 | 4547560 | 829765
Icu = 50kA at 400V AC | AG | 250-630 | 4547560 | 829772*
Front Connection (FC) | AGN | 250-630
| AP | 250-630 | 4547560 | 829789
| APGS | 250-630 | 4547560 | 829796*
| APGNS | 250-630
| APCWH | 250-630 | 4547560 | 829802
| APGSCWH | 250-630 | 4547560 | 829819*
Electronic Protection Codes: | APGNSCWH | 250-630
A - LSI; | A | 320 - 800 | 4547560 | 830006
P - Pre-trip alarm | AG | 320 - 800 | 4547560 | 830013*
G - Ground fault trip | AGN | 320 - 800
N - N-phase protection | AP | 320 - 800 | 4547560 | 830020
S - Phase rotation protection | APGS | 320 - 800 | 4547560 | 830037*
C - Communication function | APGNS | 320 - 800
W - Electrical energy pulse | APCWH | 320 - 800 | 4547560 | 830044
H - Harmonic current | APGSCWH | 320 - 800 | 4547560 | 830051*
| APGNSCWH | 320 - 800
*An external neutral CT must be ordered. See External Accessories. Vertical LCD display standard contact Terasaki if horizontal display is required.
Model | Protection Codes | IR (A) | 4P
S800-NE | A | 250-630 | 4547560 | 829888
Icu = 50kA at 400V AC | AG | 250-630
Front Connection (FC) | AGN | 250-630 | 4547560 | 829895
| AP | 250-630 | 4547560 | 829901
| APGS | 250-630
| APGNS | 250-630 | 4547560 | 829918
| APCWH | 250-630 | 4547560 | 829925
| APGSCWH | 250-630
Electronic Protection Codes: | APGNSCWH | 250-630 | 4547560 | 829932
A - LSI; | A | 320 - 800 | 4547560 | 830129
P - Pre-trip alarm | AG | 320 - 800
G - Ground fault trip | AGN | 320 - 800 | 4547560 | 830136
N - N-phase protection | AP | 320 - 800 | 4547560 | 830143
S - Phase rotation protection | APGS | 320 - 800
C - Communication function | APGNS | 320 - 800 | 4547560 | 830150
W - Electrical energy pulse | APCWH | 320 - 800 | 4547560 | 830167
H - Harmonic current | APGSCWH | 320 - 800
| APGNSCWH | 320 - 800 | 4547560 | 830174
Vertical LCD display standard contact Terasaki if horizontal display is required.
MOULDED CASE CIRCUIT BREAKERS
TB2 1000 FRAME
MCCBs with Measurement and Data Communication
Model | Protection Codes | IR (A) | 3P
S800-RE | A | 250-630 | 4547560 | 830242
Icu = 70kA at 400V AC | AG | 250-630 | 4547560 | 830259*
Front Connection (FC) | AGN | 250-630
| AP | 250-630 | 4547560 | 830266
Electronic Protection Codes: | APGS | 250-630 | 4547560 | 830273*
A - LSI; | APGNS | 250-630
P - Pre-trip alarm | APCWH | 250-630 | 4547560 | 830280
G - Ground fault trip | APGSCWH | 250-630 | 4547560 | 830297*
N - N-phase protection | APGNSCWH | 250-630
S - Phase rotation protection | A | 320 - 800 | 4547560 | 830488
C - Communication function | AG | 320 - 800 | 4547560 | 830495*
W - Electrical energy pulse | AGN | 320 - 800
H - Harmonic current | AP | 320 - 800 | 4547560 | 830501
| APGS | 320 - 800 | 4547560 | 830518*
| APGNS | 320 - 800
| APCWH | 320 - 800 | 4547560 | 830525
| APGSCWH | 320 - 800 | 4547560 | 830532*
| APGNSCWH | 320 - 800
*An external neutral CT must be ordered. See External Accessories. Vertical LCD display standard contact Terasaki if horizontal display is required.
Model | Protection Codes | IR (A) | 4P
S800-RE | A | 250-630 | 4547560 | 830365
Icu = 70kA at 400V AC | AG | 250-630
Front Connection (FC) | AGN | 250-630 | 4547560 | 830372
| AP | 250-630 | 4547560 | 830389
Electronic Protection Codes: | APGS | 250-630
A - LSI; | APGNS | 250-630 | 4547560 | 830396
P - Pre-trip alarm | APCWH | 250-630 | 4547560 | 830402
G - Ground fault trip | APGSCWH | 250-630
N - N-phase protection | APGNSCWH | 250-630 | 4547560 | 830419
S - Phase rotation protection | A | 320 - 800 | 4547560 | 830600
C - Communication function | AG | 320 - 800
W - Electrical energy pulse | AGN | 320 - 800 | 4547560 | 830617
H - Harmonic current | AP | 320 - 800 | 4547560 | 830624
| APGS | 320 - 800 | 4547560
| APGNS | 320 - 800 | 4547560 | 830631
| APCWH | 320 - 800 | 4547560 | 830648
| APGSCWH | 320 - 800
| APGNSCWH | 320 - 800 | 4547560 | 830655
Vertical LCD display standard contact Terasaki if horizontal display is required.
MOULDED CASE CIRCUIT BREAKERS
TB2 1000 FRAME
MCCBs with Measurement and Data Communication
Model | Protection Codes | IR (A) | 3P
S1000-SE | A | 400- 1000A | 4547560 | 530821
Icu = 50kA at 400V AC | AG | 400- 1000A | 4547560 | 530838*
| AGN | 400- 1000A
with extension bars (mandatory) | AP | 400- 1000A | 4547560 | 530845
| APGS | 400- 1000A | 4547560 | 530852*
| APGNS | 400- 1000A
| APCWH | 400- 1000A | 4547560 | 530869
| APGSCWH | 400- 1000A | 4547560 | 530876*
| APGNSCWH | 400- 1000A
*An external neutral CT must be ordered. See External Accessories. Vertical LCD display standard contact Terasaki if horizontal display is required.
Model | Protection Codes | IR (A) | 4P
S1000-SE | A | 400- 1000A | 4547560 | 530944
Icu = 50kA at 400V AC | AG | 400- 1000A
| AGN | 400- 1000A | 4547560 | 530951
with extension bars (mandatory) | AP | 400- 1000A | 4547560 | 530968
| APGS | 400- 1000A
| APGNS | 400- 1000A | 4547560 | 530975
| APCWH | 400- 1000A | 4547560 | 530982
| APGSCWH | 400- 1000A
| APGNSCWH | 400- 1000A | 4547560 | 530999
Vertical LCD display standard contact Terasaki if horizontal display is required.
Model | Protection Codes | IR (A) | 3P
S1000-NE | A | 400- 1000A | 4547560 | 531309
Icu = 70kA at 400V AC | AG | 400- 1000A | 4547560 | 531316*
| AGN | 400- 1000A
with extension bars (mandatory) | AP | 400- 1000A | 4547560 | 531323
| APGS | 400- 1000A | 4547560 | 531330*
| APGNS | 400- 1000A
| APCWH | 400- 1000A | 4547560 | 531347
| APGSCWH | 400- 1000A | 4547560 | 531354*
| APGNSCWH | 400- 1000A
*An external neutral CT must be ordered. See External Accessories. Vertical LCD display standard contact Terasaki if horizontal display is required.
Model | Protection Codes | IR (A) | 4P
S1000-NE | A | 400- 1000A | 4547560 | 531422
Icu = 70kA at 400V AC | AG | 400- 1000A
| AGN | 400- 1000A | 4547560 | 531439
with extension bars (mandatory) | AP | 400- 1000A | 4547560 | 531446
| APGS | 400- 1000A
| APGNS | 400- 1000A | 4547560 | 531453
| APCWH | 400- 1000A | 4547560 | 531460
| APGSCWH | 400- 1000A
| APGNSCWH | 400- 1000A | 4547560 | 531477
Vertical LCD display standard contact Terasaki if horizontal display is required.
MOULDED CASE CIRCUIT BREAKERS
TB2 1000 FRAME
MCCBs for use above 250V DC
| Model | IR (A) | 3P
| S800-ND | 630 | 4547560 | 483967
| 350V DC | 800 | 4547560 | 483974
Icu = 30kA
with extension bars (mandatory)
Poles wired in series
| Model | IR (A) | 3P
| S800-ND | 630 | 4547560 | 483981
| 600V DC | 800 | 4547560 | 483998
Icu = 20kA
with extension bars (mandatory)
Poles wired in series
| Model | IR (A) | 3P
| S1000-ND | 1000 | 4547560 | 530531
600V DC
Icu = 20kA
with extension bars (mandatory)
Poles wired in series
Switch Disconnectors
| Model | In (A) | 3P
| S800-NN | 800 | 4547560 | 812682
Front Connection (FC)
| Model | In (A) | 4P
| S800-NN | 800 | 4547560 | 812699
Front Connection (FC)
| Model | In (A) | 3P
| S1000-NN | 1000 | 4547560 | 530227
Front Connection (FC)
| Model | In (A) | 4P
| S1000-NN | 1000 | 4547560 | 530234
Front Connection (FC)
MOULDED CASE CIRCUIT BREAKERS
TB2 H/L 800 AND 1000 FRAMES
Accessories
Auxiliary Switches AX General Purpose
| Field Fit Accessory | Code
| Changeover | 4547560 | 000348
| Changeover for low currents (mA) | 4547560 | 000324
Auxiliary Switches AX Heavy Duty
| Field Fit Accessory | Code
| Normally open (Bridge, A) | 4547560 | 000300
| Normally closed (Bridge, B) | 4547560 | 000317
Alarm Switches AL General Purpose
| Field Fit Accessory | Code
| Changeover (1AB) | 4547560 | 000744
| Changeover for low currents (1AB) (mA) | 4547560 | 000720
Alarm Switches AL Heavy Duty
| Field Fit Accessory | Code
| Normally open | 4547560 | 000706
| Normally closed | 4547560 | 000713
Shunt Trips (SHT)
| Field Fit Accessory | Code
| AC 100-120V | 4547560 | 000904
| AC 200-240V | 4547560 | 000911
| AC 380-450V | 4547560 | 000928
| DC 12V | 4547560 | 000973
| DC 24V | 4547560 | 000935
| DC 48V | 4547560 | 000942
| DC 100-120V | 4547560 | 000959
| DC 200-240V | 4547560 | 000966
MOULDED CASE CIRCUIT BREAKERS
TB2 H/L 800 AND 1000 FRAMES
Undervoltage Trips (UVT)
| Field Fit Accessory | Code
| UVT AC100-110V | 4547560 | 002304
| UVT AC200-220V | 4547560 | 002311
| UVT AC380-415V | 4547560 | 002328
| UVT DC24V | 4547560 | 002335
| UVT DC100-120V | 4547560 | 002342
| UVT DC200-240V | 4547560 | 002359
| UVT AC115-120V | 4547560 | 002366
| UVT AC230-240V | 4547560 | 002373
| UVT AC440-450V | 4547560 | 002380
| UVT (Time-delay) AC100-110V | 4547560 | 003127
| UVT (Time-delay) AC200-220V | 4547560 | 003134
| UVT (Time-delay) AC380-415V | 4547560 | 003141
| UVT (Time-delay) DC24V | 4547560 | 003158
| UVT (Time-delay) DC100-110V | 4547560 | 003165
| UVT (Time-delay) DC200-220V | 4547560 | 003172
| UVT (Time-delay) AC115-120V | 4547560 | 003189
| UVT (Time-delay) AC230-240V | 4547560 | 003196
| UVT (Time-delay) AC440-450V | 4547560 | 003202
| UVT (Time-delay) DC115-120V | 4547560 | 003219
| UVT (Time-delay) DC230-240V | 4547560 | 003226
Extension Bars (FB)
| Field Fit Accessory | Code
| 3 bars, 630A (S800 types only) | 4547560 | 067938
| 4 bars, 630A (S800 types only) | 4547560 | 67945
| 3 bars, 800A (S800 types only) | 4547560 | 067952
| 4 bars, 800A (S800 types only) | 4547560 | 067969
Rear Connections
| Field Fit Accessory | Code
| 3 studs, 800A for E and S types | 4547560 | 067976
| 4 studs, 800A for E and S types | 4547560 | 067983
| 3 studs, 800A for H and L types (Line Side) | 4547560 | 067990
| 4 studs, 800A for H and L types (Line Side) | 4547560 | 068003
| 3 studs, 800A for H and L types (Load Side) | 4547560 | 068010
| 4 studs, 800A for H and L types (Load Side) | 4547560 | 068027
| 3 studs, 1000A (vertical installation only) | 4547560 | 068034
| 4 studs, 1000A (vertical installation only) | 4547560 | 068041
MOULDED CASE CIRCUIT BREAKERS
TB2 H/L 800 AND 1000 FRAMES
Accessories
Fixed Part of Plug-in MCCB (PM) for S800A and H/L 800 Frame MCCBs
| Field Fit Accessory | Code
| 3P Plug-in Block (suitable for attach bars) | 4547560 | 012754
| 4P Plug-in Block (suitable for attach bars) | 4547560 | 012952
Plug-in conversion for S800A Frame MCCBs
| Field Fit Accessory | Code
| 3P, 630A, 800A (S800 type only) | 4547560 | 812705
| 4P, 800A (S800 types only) | 4547560 | 812712
Plug-in Conversion for H/L 800A Frame MCCBs
| Field Fit Accessory except for L400-PE | Code
| 3P, 630A | Contact Terasaki
| 3P, 800A | Contact Terasaki
| 4P, 630A | Contact Terasaki
| 4P, 800A | Contact Terasaki
Extension terminal for fixed part of Plug-in MCCB for S800A and H/L 800A MCCBs
| Field Fit Accessory | Code
| 3 flat bars for plug-in mount blocks | 4547560 | 045875
| 4 flat bars for plug-in mount blocks | 4547560 | 045882
Terminal Covers for Extension Terminals for Fixed Part of Plug-in Base
| Field Fit Accessory | Code
| 3P 800A Plug-in Base, 1 Terminal Cover | 4547560 | 045769
| 4P 800A Plug-in Base, 1 Terminal Cover | 4547560 | 045776
Control Wiring Terminals for Plug-In MCCBS
| Field Fit Accessory | Code
| Plug for Aux Switch and Alarm Switch | 4547560 | 800610
| Plug for SHT and UVT | 4547560 | 800627
Contact Terasaki for H/L wiring connections. Order one plug for each accessory
Control Wiring Terminals for Plug-In MCCBS
| Field Fit Accessory | Code
| Socket for Fixed part of MCCB, 3 terminals | 4547560 | 045004
Order one socket for each accessory
Draw-out Conversion Kit for S800A Frame MCCBs
| Factory Fit Accessory | Code
| 800AF 3P Draw-out Conversion Kit | 4547560 | 860157
| 800AF 4P Draw-out Conversion Kit | 4547560 | 860164
Draw-out Chassis with Keylock and Position Switch for S800A Frame MCCBs
| Factory Fit Accessory | Code
| 800AF 3P Draw-out Chassis | 4547560 | 860218
| 800AF 4P Draw-out Chassis | 4547560 | 860225
MOULDED CASE CIRCUIT BREAKERS
TB2 H/L 800 AND 1000 FRAMES
Accessories
Cable Clamps (FW) for S800 Frame
| Factory Fit Accessory | Code
| 3 clamps, 630A | 4547560 | 831973
| 4 clamps, 630A | 4547560 | 831980
Motor Operation (MC)
| Field Fit accessory* | Code
| AC 100V to 240V* | 4547560 | 735400
| DC 24V to 48V* | 4547560 | 735417
| DC 100V to 120V* | 4547560 | 735424
*Motor must be factory fitted for H/L 800 frame MCCBs
Motor Operation (MC) with Automatic Reset
| Field Fit accessory* | Code
| AC 100V to 240V* | 4547560 | 753947
| DC 24V to 48V * | 4547560 | 753954
| DC 100V to 120V * | 4547560 | 753961
*Motor must be factory fitted for H/L 800 frame MCCBs
External Operating Handles (Breaker Mounted Type) (HB)
| Field Fit accessory | Code
| Black handle IP3X | 4547560 | 027062
| Black handle IP3X with keylock | 4547560 | 027048
| Red handle IP3X | 4547560 | 027307
| Red handle IP3X with keylock | 4547560 | 027284
| Black Handle IP5X | 4547560 | 027079
| Black Handle IP5X with keylock | 4547560 | 027055
| Red Handle IP5X | 4547560 | 027314
| Red Handle IP5X with key lock | 4547560 | 027291
External Operating Handles (Panel Mounted Type) (S Type)
| Field Fit accessory | Code
| "S" Type Black handle IP55 | 4547560 | 061240
| "S" Type Red handle IP55 | 4547560 | 061257
| "S" Type Black handle IP65 | 4547560 | 061288
| "S" Type Red handle IP65 | 4547560 | 061295
| Castell Cam for K Lock | 4547560 | 800634
MOULDED CASE CIRCUIT BREAKERS
TB2 H/L 800 AND 1000 FRAMES
Accessories
Slide Type Mechanical Interlocks (MS)
| Field Fit Accessory | Code
| S type for front, rear connection type 800AF 3P | 4547560 | 033803
| S type for front, rear connection type 800AF 4P | 4547560 | 033810
| H,L type for front, rear connection type 800AF 3P | 4547560 | 033858
| H,L type for front, rear connection type 800AF 4P | 4547560 | 033865
Order one part between two MCCBs
Link Type Mechanical Interlocks (ML)
| Field Fit Accessory | Code
| Right side (common to 3P/4P) | 4547560 | 036309
| Left side ,3P | 4547560 | 036316
| Left side ,4P | 4547560 | 036323
Order one interlock part for each MCCB
Wire Type Mechanical Interlocks (MW)
| Field Fit Accessory | Code
| Interlock mechanism | 4547560 | 036330
| 1m length interlock cable | 4547560 | 036064
| 1.5m length interlock cable | 4547560 | 036057
Order one interlock part for each MCCB and one cable between two MCCBs
Handle Locks
| Field Fit Accessory | Code
| Handle Lock 400 - 1000AF | 4547560 | 037207
| Handle Extension | 4547560 | 033001
Terminal Covers for Front Connection (CF)
| Field Fit accessory | Code
| S type 800AF 3P, 1 cover | 4547560 | 081040
| S type 800AF 4P, 1 cover | 4547560 | 081057
Terminal Covers for Rear Connection and Plug-in Connection
| Field Fit Accessory | Code
| S type 800AF 3P, 1 cover | 4547560 | 081200
| S type 800AF 4P, 1 cover | 4547560 | 081217
| H/L type 800AF 3P, 1 cover | 4547560 | 081392
| H/L type 800AF 4P, 1 cover | 4547560 | 081408
MOULDED CASE CIRCUIT BREAKERS
TB2 H/L 800 AND 1000 FRAMES
Accessories
Interpole Barriers (BA)
| Field Fit accessory | Code
| Interpole barriers | 4547560 | 043338
Interpole barriers are supplied as standard: 2 pieces per 3P MCCB,
3 pieces with a 4P MCCB. For additional barriers please order individually
Lead Terminal Block
| Field Fit Accessory | Code
| Left Side | 4547560 | 044540
| Right Side | 4547560 | 044557
Neutral Link
| NEUTRAL LINK | Code
| 800A Neutral Link | 4547560 | 800528
| 800A Neutral Link Shroud | 4547560 | 800580
| 1000A Neutral Link | 4547560 | 800535
| 1000A Neutral Link Shroud | 4547560 | 800580
Door Flanges
| NEUTRAL LINK | Code
| For toggle operation | 4547560 | 045400
| For motor operation | 4547560 | 045417
OCR Checker
| Field Fit Accessory | Code
| OCR Checker 100-120V AC | 4547560 | 756306
| OCR checker 200-240V AC | 4547560 | 756313
External Neutral CT
| EXTERNAL NEUTRAL CT | Code
| 630A | 4547560 | 045929
| 800A | 4547560 | 046001
| 1000A | 4547560 | 046018
3C Overheating Protection
| Field Fit Accessory | Code
| Temperature Monitor for 3P H/L 800 & E/S 1000 Frames (110V AC) * | contact Terasaki
| Temperature Monitor for 4P H/L 800 & E/S 1000 Frames (110V AC) * | contact Terasaki
| Short Plug ** | 4547560 | 762505
* Can be fitted at Line or Load side of MCCB.
** Short plugs are require for terminals not being monitored. Supplied in packs of 3
T2ED Circuit Breaker Monitor
Field Fit Accessory
| Electronic display for MCCBs with measurement | 4547560 | 731907
and communication facility (24V DC)
MOULDED CASE CIRCUIT BREAKERS
TB2 H/L 800 AND 1000 FRAMES
Automatic Changeover Pairs
|  | Code |  | Function
| a. Two TemBreak 2 MCCBs, H/L 800 or S1000 Frame | Refer to MCCB MOULDED CASE CIRCUIT BREAKERS |  | Switching and protection of the load.
| b. 2 x Auxillary switch for mains MCCB | 2 x 000348 |  | Electrical interlocking and MCCB status
| 2 x Auxillary switch for generator MCCB | 2 x 000348
| Alarm switch for main MCCB | 000744
| Alarm switch for generator MCCB | 000744
| c. Link type mechanical interlock (left) | 036309 |  | Mechanical interlocking. Cable-type mechanical Interlocking may alternatively be used.
| Link type mechanical interlock (right) | 036316
or
| Link type mechanical interlock (left, 4P) | 036323
| d. Motor operator for mains MCCB | Refer to “Motor Operator” Select code base on required voltage. |  | Automatic operation of circuit breaker
| Motor operator for generator MCCB | Refer to “Motor Operator” Select code base on required voltage.
| e. TemTransfer 3 Wiring Panel | Contact Terasaki |  | Simplifies customer wiring. Terminal blocks and control relay are included. Only suitable when using Terasaki Wiring Diagram
| f. TemTransfer 3 Reset Key Switch | 305001005 |  | Resets and isolates the system for maintenance. Only suitable when using Terasaki Wiring Diagram.
| g. TemTransfer 3 Changeover Controller | 305001001 |  | Monitors mains and generator voltages and controls transfer of load. Pre-configured to operate with Terasaki Wiring Diagram.
| h. TemTransfer 3 Power Supply 24V DC | 305001003 |  | Power Supply for TemTransfer 3 . Also available in 12V DC.
| TemTransfer 3 Interface Kit (optional) | 305001002 |  | Optional: Allows re-configuration of TemTransfer 3 , diagnostics and advanced parameter settings.
MOULDED CASE CIRCUIT BREAKERS
TB2 1250 FRAME
Electronic MCCBs
Model | Protection Codes | IR (A) | 3P
S1250-SE | A | 320- 800A | 4547560 | 553240
Icu = 50kA at 400V AC | AP | 320- 800A | 4547560 | 553257
with extension bars (mandatory) | AG | 320- 800A | 4547560 | 553264*
Electronic Protection Codes: | APG | 320- 800A | 4547560 | 553271*
A - Standard relay with LSI characteristic | A | 500- 1250A | 4547560 | 552809
P - Pre-trip alarm | AP | 500- 1250A | 4547560 | 552816
G - Ground fault trip | AG | 500- 1250A | 4547560 | 552823*
N - N-phase protection | APG | 500- 1250A | 4547560 | 552830*
*An external neutral CT must be ordered. See External Accessories.
Model | Protection Codes | IR (A) | 4P
S1250-SE | A | 320- 800A | 4547560 | 553400
Icu = 50kA at 400V AC | AP | 320- 800A | 4547560 | 553417
with extension bars (mandatory) | AN | 320- 800A | 4547560 | 553424
| APN | 320- 800A | 4547560 | 553431
| AGN | 320- 800A | 4547560 | 553448
| APGN | 320- 800A | 4547560 | 553455
| A | 500- 1250A | 4547560 | 552960
Electronic Protection Codes: | AP | 500- 1250A | 4547560 | 552977
A - Standard relay with LSI characteristic | AN | 500- 1250A | 4547560 | 552984
P - Pre-trip alarm | APN | 500- 1250A | 4547560 | 552991
G - Ground fault trip | AGN | 500- 1250A | 4547560 | 553004
N - N-phase protection | APGN | 500- 1250A | 4547560 | 553011
Model | Protection Codes | IR (A) | 3P
S1250-NE | A | 500- 1250A | 4547560 | 550607
Icu = 70kA at 400V AC | AN | 500- 1250A
with extension bars (mandatory) | AP | 500- 1250A | 4547560 | 550614
| AG | 500- 1250A | 4547560 | 550621*
Electronic Protection Codes: | AGN | 500- 1250A
A - Standard relay with LSI characteristic | APG | 500- 1250A | 4547560 | 550638*
P - Pre-trip alarm | APN | 500- 1250A
G - Ground fault trip | APGN | 500- 1250A
N - N-phase protection
*An external neutral CT must be ordered. See External Accessories.
Model | Protection Codes | IR (A) | 4P
S1250-NE | A | 500- 1250A | 4547560 | 550683
Icu = 70kA at 400V AC | AN | 500- 1250A | 4547560 | 550706
with extension bars (mandatory) | AP | 500- 1250A | 4547560 | 550690
| AG | 500- 1250A
Electronic Protection Codes: | AGN | 500- 1250A | 4547560 | 550720
A - Standard relay with LSI characteristic | APG | 500- 1250A
P - Pre-trip alarm | APN | 500- 1250A | 4547560 | 550713
G - Ground fault trip | APGN | 500- 1250A | 4547560 | 550737
N - N-phase protection
MOULDED CASE CIRCUIT BREAKERS
TB2 1250 FRAME
Electronic MCCBs
Model | Protection Codes | IR (A) | 3P
S1250-GE | A | 500- 1250A | 4547560 | 550805
Icu = 85kA at 400V AC | AN | 500- 1250A
with extension bars (mandatory) | AP | 500- 1250A | 4547560 | 550812
Electronic Protection Codes: | AG | 500- 1250A | 4547560 | 550829*
A - Standard relay with LSI characteristic | AGN | 500- 1250A
P - Pre-trip alarm | APG | 500- 1250A | 4547560 | 550836*
G - Ground fault trip | APN | 500- 1250A | 4547560
N - N-phase protection | APGN | 500- 1250A
*An external neutral CT must be ordered. See External Accessories.
Model | Protection Codes | IR (A) | 4P
S1250-GE | A | 500- 1250A | 4547560 | 550881
Icu = 85kA at 400V AC | AN | 500- 1250A | 4547560 | 550904
with extension bars (mandatory) | AP | 500- 1250A | 4547560 | 550898
Electronic Protection Codes: | AG | 500- 1250A
A - Standard relay with LSI characteristic | AGN | 500- 1250A | 4547560 | 550928
P - Pre-trip alarm | APG | 500- 1250A | 4547560
G - Ground fault trip | APN | 500- 1250A | 4547560 | 550911
N - N-phase protection | APGN | 500- 1250A | 4547560 | 550935
Switch Disconnectors
| Model | In (A) | 3P
| S1250-NN | 1250 | 4547560 | 551246
with extension bars (mandatory)
| Model | In (A) | 4P
| S1250-NN | 1250 | 4547560 | 551260
with extension bars (mandatory)
MOULDED CASE CIRCUIT BREAKERS
TB2 1600 FRAME
Electronic MCCBs
Model | Protection Codes | IR (A) | 3P
S1600-SE | A | 500- 1250A | 4547560 | 571343
Icu = 50kA at 400V AC | A | 640- 1600A | 4547560 | 570407
with extension bars (mandatory) | AN | 640- 1600A
Electronic Protection Codes: | AP | 640- 1600A | 4547560 | 570414
A - Standard relay with LSI characteristic | AG | 640- 1600A | 4547560 | 570421*
P - Pre-trip alarm | AGN | 640- 1600A
G - Ground fault trip | APG | 640- 1600A | 4547560 | 570438*
N - N-phase protection | APN | 640- 1600A
| APGN | 640- 1600A
*An external neutral CT must be ordered. See External Accessories.
Model | Protection Codes | IR (A) | 4P
S1600-SE | A | 500- 1250A | 4547560 | 571381
Icu = 50kA at 400V AC | A | 640- 1600A | 4547560 | 570483
with extension bars (mandatory) | AN | 640- 1600A | 4547560 | 570506
Electronic Protection Codes: | AP | 640- 1600A | 4547560 | 570490
A - Standard relay with LSI characteristic | AG | 640- 1600A
P - Pre-trip alarm | AGN | 640- 1600A | 4547560 | 570520
G - Ground fault trip | APG | 640- 1600A
N - N-phase protection | APN | 640- 1600A | 4547560 | 570513
| APGN | 640- 1600A | 4547560 | 570537
Model | Protection Codes | IR (A) | 3P
S1600-SE Vertical RC | A | 500- 1250A | 4547560 | 571350
Icu = 50kA at 400V AC | A | 640- 1600A | 4547560 | 570902
Rear Connection | AN | 640- 1600A
| AP | 640- 1600A | 4547560 | 570919
Electronic Protection Codes: | AG | 640- 1600A | 4547560 | 570926*
A - Standard relay with LSI characteristic | AGN | 640- 1600A
P - Pre-trip alarm | APG | 640- 1600A | 4547560 | 570933*
G - Ground fault trip
N - N-phase protection
*An external neutral CT must be ordered. See External Accessories.
Model | Protection Codes | IR (A) | 4P
S1600-SE Vertical RC | A | 500- 1250A | 4547560 | 571398
Icu = 50kA at 400V AC | A | 640- 1600A | 4547560 | 570940
Rear Connection | AN | 640- 1600A | 4547560 | 570964
| AP | 640- 1600A | 4547560 | 570957
Electronic Protection Codes: | AG | 640- 1600A
A - Standard relay with LSI characteristic | AGN | 640- 1600A | 4547560 | 570988
P - Pre-trip alarm | APG | 640- 1600A
G - Ground fault trip | APN | 640- 1600A | 4547560 | 570971
N - N-phase protection | APGN | 640- 1600A | 4547560 | 570995
MOULDED CASE CIRCUIT BREAKERS
TB2 1600 FRAME
Electronic MCCBs
Model | Protection Codes | IR (A) | 3P
S1600-NE | A | 500- 1250A | 4547560 | 571367
Icu = 85kA at 400V AC | A | 640- 1600A | 4547560 | 570209
with extension bars (mandatory) | AN | 640- 1600A
Electronic Protection Codes: | AP | 640- 1600A | 4547560 | 570216
A - Standard relay with LSI characteristic | AG | 640- 1600A | 4547560 | 570223*
P - Pre-trip alarm | AGN | 640- 1600A
G - Ground fault trip | APG | 640- 1600A | 4547560 | 570230*
N - N-phase protection | APN | 640- 1600A
| APGN | 640- 1600A
*An external neutral CT must be ordered. See External Accessories.
Model | Protection Codes | IR (A) | 4P
S1600-NE | A | 500- 1250A | 4547560 | 571404
Icu = 85kA at 400V AC | A | 640- 1600A | 4547560 | 570285
with extension bars (mandatory) | AN | 640- 1600A | 4547560 | 570308
Electronic Protection Codes: | AP | 640- 1600A | 4547560 | 570292
A - Standard relay with LSI characteristic | AG | 640- 1600A
P - Pre-trip alarm | AGN | 640- 1600A | 4547560 | 570322
G - Ground fault trip | APG | 640- 1600A
N - N-phase protection | APN | 640- 1600A | 4547560 | 570315
| APGN | 640- 1600A | 4547560 | 570339
Model | Protection Codes | IR (A) | 3P
S1600-NE Vertical RC | A | 500- 1250A | 4547560 | 571374
Icu = 85kA at 400V AC | A | 640- 1600A | 4547560 | 570803
Rear Connection | AN | 640- 1600A
Electronic Protection Codes: | AP | 640- 1600A | 4547560 | 570810
A - Standard relay with LSI characteristic | AG | 640- 1600A | 4547560 | 570827*
P - Pre-trip alarm | AGN | 640- 1600A
G - Ground fault trip | APG | 640- 1600A | 4547560 | 570834*
N - N-phase protection | APN | 640- 1600A
| APGN | 640- 1600A
*An external neutral CT must be ordered. See External Accessories.
Model | Protection Codes | IR (A) | 4P
S1600-NE Vertical RC | A | 500- 1250A | 4547560 | 571411
Icu = 85kA at 400V AC | A | 640- 1600A | 4547560 | 570841
Rear Connection | AN | 640- 1600A | 4547560 | 570865
Electronic Protection Codes: | AP | 640- 1600A | 4547560 | 570858
A - Standard relay with LSI characteristic | AG | 640- 1600A | 4547560
P - Pre-trip alarm | AGN | 640- 1600A | 4547560 | 570889
G - Ground fault trip | APG | 640- 1600A | 4547560
N - N-phase protection | APN | 640- 1600A | 4547560 | 570872
| APGN | 640- 1600A | 4547560 | 570896
MOULDED CASE CIRCUIT BREAKERS
TB2 1600 FRAME
Switch Disconnectors
| Model | In (A) | 3P
| S1600-NN | 800 | 4547560 | Contact Terasaki
|  | 1250 | 4547560 | Contact Terasaki
| with extension bars (mandatory) | 1600 | 4547560 | 570643
| Model | In (A) | 4P
| S1600-NN | 800 | 4547560 | Contact Terasaki
|  | 1250 | 4547560 | Contact Terasaki
| with extension bars (mandatory) | 1600 | 4547560 | 570667
| Model | In (A) | 3P
| S1600-NN | 1600 | 4547560 | 571022
Rear Connection (RC)
| Model | In (A) | 4P
| S1600-NN | 1600 | 4547560 | 571039
Rear Connection (RC)
MOULDED CASE CIRCUIT BREAKERS
TB2 1250 AND TB2 1600 FRAMES
Accessories
Auxiliary Switches AX General Purpose
| Field Fit Accessory | Code
| Changeover | 4547560 | 000348
| Changeover for low currents (mA) | 4547560 | 000324
Auxiliary Switches AX Heavy Duty
| Field Fit Accessory | Code
| Normally open (Bridge, A) | 4547560 | 000300
| Normally closed (Bridge, B) | 4547560 | 000317
Alarm Switches AL General Purpose
| Field Fit Accessory | Code
| Changeover (1AB) | 4547560 | 000744
| Changeover for low currents (1AB) (mA) | 4547560 | 000720
Shunt Trips (SHT)
| Field Fit Accessory | Code
| AC 100-120V | 4547560 | 003905
| AC 200-240V | 4547560 | 003912
| AC 380-450V | 4547560 | 003929
| DC 24V | 4547560 | 003936
| DC 48V | 4547560 | 003943
| DC 100-120V | 4547560 | 003950
| DC 200-240V | 4547560 | 003967
Undervoltage Trips (UVT)
| Field Fit Accessory | Code
| UVT AC100-110V | 4547560 | 002304
| UVT AC200-220V | 4547560 | 002311
| UVT AC380-415V | 4547560 | 002328
| UVT DC24V | 4547560 | 002335
| UVT DC100-120V | 4547560 | 002342
| UVT DC200-240V | 4547560 | 002359
| UVT AC115-120V | 4547560 | 002366
| UVT AC230-240V | 4547560 | 002373
| UVT AC440-450V | 4547560 | 002380
MOULDED CASE CIRCUIT BREAKERS
TB2 1250 AND TB2 1600 FRAMES
Accessories
Undervoltage Trips (UVT) with Time Delay
| Factory Fit (Contact Terasaki) | Code
| UVT (Time-delay) AC100-110V | 4547560 | 003233
| UVT (Time-delay) AC200-220V | 4547560 | 003240
| UVT (Time-delay) AC380-415V | 4547560 | 003257
| UVT (Time-delay) DC24V | 4547560 | 003264
| UVT (Time-delay) DC100-110V | 4547560 | 003271
| UVT (Time-delay) DC200-220V | 4547560 | 003288
| UVT (Time-delay) AC115-120V | 4547560 | 003295
| UVT (Time-delay) AC230-240V | 4547560 | 003301
| UVT (Time-delay) AC440-450V | 4547560 | 003318
| UVT (Time-delay) DC115-120V | 4547560 | 003325
| UVT (Time-delay) DC230-240V | 4547560 | 003332
Rear Connections for S1250 MCCBs
| Factory Fit (contact Terasaki) | Code
| 3 studs, 1250A (bottom) | 4547560 | 831560
| 3 studs, 1250A (top) | 4547560 | 831546
| 4 studs, 1250A (bottom) | 4547560 | 831577
| 4 studs, 1250A (top) | 4547560 | 831553
Fixed Parts of Plug-in S1250 Frame MCCBs
| Factory Fit (contact Terasaki) | Code
| 3P , 1250A | 4547560 | 013003
| 4P, 1250A | 4547560 | 013034
Plug-in conversions for S1250 Frame MCCBs
| Factory Fit (contact Terasaki) | Code
| 3P, 1250A | 4547560 | 801969
| 4P, 1250A | 4547560 | 801976
Control Wiring Connectors for S1250 Plug-in MCCB
| Factory Fit (contact Terasaki) | Code
| Connector Block for MCCB side | 4547560 | 831805
| Connector Block for Plug-in Base side (Fixed Part) | 4547560 | 831829
A connector block is required for both MCCB side and Plug-in Base side.
Each connector has 5 terminals. Work out how many connectors are required from the total number of terminals on all internal accessories.
MOULDED CASE CIRCUIT BREAKERS
TB2 1250 AND TB2 1600 FRAMES
Accessories
Motor Operation (MC)
| Field Fit accessory | Code
| AC 100V to 115V | 4547560 | 735332
| AC 200V to 230V | 4547560 | 735349
| AC 240V | 4547560 | 735356
| DC 24V | 4547560 | 735363
| DC 100V to 110V | 4547560 | 735370
External Operating Handles (Breaker Mounted Type) (HB)
| Field Fit accessory | Code
| Black handle IP3X | 4547560 | 027543
| Red handle IP3X | 4547560 | 027789
| Black Handle IP5X | 4547560 | 027550
| Red Handle IP5X | 4547560 | 027796
External Operating Handles (Panel Mounted Type) (S Type)
| Field Fit accessory | Code
| "S" Type Black handle IP55 | 4547560 | 061325
| "S" Type Red handle IP55 | 4547560 | 061332
| "S" Type Black handle IP65 | 4547560 | 061363
| "S" Type Red handle IP65 | 4547560 | 061370
| Castell Cam for K Lock | 4547560 | 800634
Slide Type Mechanical Interlocks (MS)
| Field Fit Accessory | Code
| S type for front, rear connection type 1250AF 3P | 4547560 | 035302
| S type for front, rear connection type 1250AF 4P | 4547560 | 035319
Order one part between two MCCBs
Rear "See-Saw" Type Mechanical Interlocks for MCCBs with Extension Bars
| Factory Fit (contact Terasaki) | Code
| Rear Mechanical Interlock 1250A 3P | 4547560 | 801983
| Rear Mechanical Interlock 1250A 4P | 4547560 | 801990
| Rear Mechanical Interlock 1600A 3P | 4547560 | 802003
| Rear Mechanical Interlock 1600A 4P | 4547560 | 802010
order one interlock between 2 MCCBs
MOULDED CASE CIRCUIT BREAKERS
TB2 1250 AND TB2 1600 FRAMES
Accessories
Rear Wire Type Mechanical Interlocks for MCCBs with Extension Bars
| Factory Fit (contact Terasaki) | Code
| Wire Interlock Mechanism for 1250A Frame | 4547560 | 830846
| Wire Interlock Mechanism for 1600A Frame | 4547560 | 830853
| 1m length interlock cable | 4547560 | 831362
| 1.5m length interlock cable | 4547560 | 831379
order one interlock mechanism for each MCCB and one cable between two MCCBsx
Handle Locks (HL) and Extension (HA)
| Field Fit Accessory |  | Code
| Handle Lock (HL) 1250AF |  | 4547560 | 035326
Terminal Covers for S1250 MCCBs with Extension Bars
| Field Fit Accessory |  | Code
| 3P, 1 cover 1250AF |  | 4547560 | 081088
| 4P, 1 cover 1250AF |  | 4547560 | 081095
Interpole Barriers (BA)
| Field Fit Accessory |  | Code
Interpole barriers are supplied as standard: 2 pieces per 3P MCCB,
3 pieces with a 4P MCCB. For additional barriers please order individually
| S types |  | 4547560 | 043338
Lead Terminal Block
| Factory Fit Accessory | Code |  | Price
| Left Side | 4547560 | 802027 | 6.44
| Right Side | 4547560 | 802027 | 6.44
OCR Checker
| Field Fit Accessory | Code
| OCR Checker 100-120V AC | 4547560 | 756306 | 3962.92
| OCR checker 200-240V AC | 4547560 | 756313 | 3962.92
External Neutral CTs for 3P MCCBs with Ground Fault Protection
| Field Fit Accessory | Code
| 1250A | 4547560 | 046025 | 759.47
| 1600A | 4547560 | 046032 | 892.46
MOULDED CASE CIRCUIT BREAKERS
TB2 1250 AND TB2 1600 FRAMES
Automatic Changeover Pairs
| 1250A Frame 3P | Code |  | Function
| a. Two TemBreak 2 MCCBs, 3P, 1250A Frame | Refer to MCCB MOULDED CASE CIRCUIT BREAKERS |  | Switching and protection of the load.
| b. 2 x Auxillary switch for mains MCCB | 2 x 000348 |  | Electrical interlocking and MCCB status
| 2 x Auxillary switch for generator MCCB | 2 x 000348
| Alarm switch for main MCCB | 000744
| Alarm switch for generator MCCB | 000744
| Rear mechanical interlock for 1250A 3P | 801983 |  | Mechanical interlocking. Cable-type mechanical Interlocking may alternatively be used contact Terasaki for a price
| d. Motor operator for mains MCCB | Refer to “Motor Operator” Select code based on required voltage. |  | Automatic operation of circuit breaker
Motor operator for generator MCCB
| e. Wiring Panel for 1250A & 1600A | Contact Terasaki |  | Simplifies customer wiring. Terminal blocks and control relay are included. Only suitable when using Terasaki Wiring Diagram
| f. TemTransfer 3 Reset Key Switch | 305001005 |  | Resets and isolates the system for maintenance. Only suitable when using Terasaki Wiring Diagram.
| g. TemTransfer 3 Changeover Controller | 305001001 |  | Monitors mains and generator voltages and controls transfer of load. Pre-configured to operate with Terasaki Wiring Diagram.
| h. TemTransfer 3 Power Supply 24V DC | 305001003 |  | Power Supply for TemTransfer 3 . Also available in 12V DC.
| i. TemTransfer 3 Interface Kit (optional) | 305001002 |  | Optional: Allows re-configuration of TemTransfer 3, diagnostic and advanced parameter setting
MOULDED CASE CIRCUIT BREAKERS
TB2 1250 AND TB2 1600 FRAMES
Automatic Changeover Pairs
| 1250A Frame 4P | Code | Function
| a. Two TemBreak 2 MCCBs, 4P, 1250A Frame | Refer to MCCB MOULDED CASE CIRCUIT BREAKERS | Switching and protection of the load.
| b. 2 x Auxillary switch for mains MCCB | 2 x 000348 | Electrical interlocking and MCCB status
| 2 x Auxillary switch for generator MCCB | 2 x 000348
| Alarm switch for main MCCB | 000744
| Alarm switch for generator MCCB | 000744
| Rear mechanical interlock for 1250A 4P | 801990 | Mechanical interlocking. Cable-type mechanical Interlocking may alternatively be used contact Terasaki for a price
| d. Motor operator for mains MCCB | Refer to “Motor Operator” Select code based on required voltage. | Automatic operation of circuit breaker
Motor operator for generator MCCB
| e. Wiring Panel for 1250A & 1600A | Contact Terasaki | Simplifies customer wiring. Terminal blocks and control relay are included. Only suitable when using Terasaki Wiring Diagram
| f. TemTransfer 3 Reset Key Switch | 305001005 | Resets and isolates the system for maintenance. Only suitable when using Terasaki Wiring Diagram.
| g. TemTransfer 3 Changeover Controller | 305001001 | Monitors mains and generator voltages and controls transfer of load. Pre-configured to operate with Terasaki Wiring Diagram.
| h. TemTransfer 3 Power Supply 24V DC | 305001003 | Power Supply for TemTransfer 3. Also available in 12V DC.
| i. TemTransfer 3 Interface Kit (optional) | 305001002 | Optional: Allows re-configuration of TemTransfer 3, diagnostic and advanced parameter setting
MOULDED CASE CIRCUIT BREAKERS
TB2 1250 AND TB2 1600 FRAMES
Automatic Changeover Pairs
| 1600A Frame 3P | Code | Function
| a. Two TemBreak 2 MCCBs, 3P, 1600A Frame | Refer to MCCB MOULDED CASE CIRCUIT BREAKERS | Switching and protection of the load.
| b. 2 x Auxillary switch for mains MCCB | 2 x 000348 | Electrical interlocking and MCCB status
| 2 x Auxillary switch for generator MCCB | 2 x 000348
| Alarm switch for main MCCB | 000744
| Alarm switch for generator MCCB | 000744
| Rear mechanical interlock for 1600A 3P | 802003 | Mechanical interlocking. Cable-type mechanical Interlocking may alternatively be used contact Terasaki for a price
| d. Motor operator for mains MCCB | Refer to “Motor Operator” Select code based on required voltage. | Automatic operation of circuit breaker
Motor operator for generator MCCB
| e. Wiring Panel for 1250A & 1600A | Contact Terasaki | Simplifies customer wiring. Terminal blocks and control relay are included. Only suitable when using Terasaki Wiring Diagram
| f. TemTransfer 3 Reset Key Switch | 305001005 | Resets and isolates the system for maintenance. Only suitable when using Terasaki Wiring Diagram.
| g. TemTransfer 3 Changeover Controller | 305001001 | Monitors mains and generator voltages and controls transfer of load. Pre-configured to operate with Terasaki Wiring Diagram.
| h. TemTransfer 3 Power Supply 24V DC | 305001003 | Power Supply for TemTransfer 3 . Also available in 12V DC.
| i. TemTransfer 3 Interface Kit (optional) | 305001002 | Optional: Allows re-configuration of TemTransfer 3, diagnostic and advanced parameter setting
MOULDED CASE CIRCUIT BREAKERS
TB2 1250 AND TB2 1600 FRAMES
Automatic Changeover Pairs
| 1600A Frame 4P | Code | Function
| a. Two TemBreak 2 MCCBs, 4P, 1600A Frame | Refer to MCCB MOULDED CASE CIRCUIT BREAKERS | Switching and protection of the load.
| b. 2 x Auxillary switch for mains MCCB | 2 x 000348 | Electrical interlocking and MCCB status
| 2 x Auxillary switch for generator MCCB | 2 x 000348
| Alarm switch for main MCCB | 000744
| Alarm switch for generator MCCB | 000744
| Rear mechanical interlock for 1600A 4P | 802010 | Mechanical interlocking. Cable-type mechanical Interlocking may alternatively be used contact Terasaki for a price
| d. Motor operator for mains MCCB | Refer to “Motor Operator” Select code based on required voltage. | Automatic operation of circuit breaker
Motor operator for generator MCCB
| e. Wiring Panel for 1250A & 1600A | Contact Terasaki | Simplifies customer wiring. Terminal blocks and control relay are included. Only suitable when using Terasaki Wiring Diagram
| f. TemTransfer 3 Reset Key Switch | 305001005 | Resets and isolates the system for maintenance. Only suitable when using Terasaki Wiring Diagram.
| g. TemTransfer 3 Changeover Controller | 305001001 | Monitors mains and generator voltages and controls transfer of load. Pre-configured to operate with Terasaki Wiring Diagram.
| h. TemTransfer 3 Power Supply 24V DC | 305001003 | Power Supply for TemTransfer 3. Also available in 12V DC.
| i. TemTransfer 3 Interface Kit (optional) | 305001002 | Optional: Allows re-configuration of TemTransfer 3, diagnostic and advanced parameter setting
MOULDED CASE CIRCUIT BREAKERS
DC 1250A AND 1600A TEMBREAK MCCBS
MCCBs for use above 250V DC
| Model | InA) | 3P
XS1250ND with extension bars (mandatory)
| Icu = 50kA @ 500V DC | 1250 | 206645512
Icu = 20kA @ 600V DC
DC Magnetic only
| XS1600ND with extension bars (mandatory) | 1600 | 206740516
Icu = 50kA @ 500V DC
Icu = 20kA @ 600V DC
DC Magnetic only
Accessories for DC MCCBs
Auxiliary Switches
| Factory Fit Accessory | Code
| 1 Auxiliary | 212001006
| 2 Auxiliary | 212001016
| 3 Auxiliary | 212001026
Alarm Switches
| Factory Fit Accessory | Code
| 1 Alarm | 212001071
Combined Auxiliary/Alarm Switches
| Factory Fit Accessory | Code
| 1 Auxiliary, 1Alarm | 212001043
| 2 Auxiliaries, 1 Alarm | 212001053
| 3 Auxiliaries, 1 Alarm | 212001101
| 2 Auxiliary, 2Alarm | 212001102
Rear Connections for 1250A TemBreak MCCBs
| Factory Fit Accessory | Code
| Studs | Contact Terasaki
Rear Connections for 1600A TemBreak MCCBs
| Factory Fit Accessory | Code
| Studs | Contact Terasaki
MOULDED CASE CIRCUIT BREAKERS
DC 1250A AND 1600A TEMBREAK MCCBS
Accessories
Motor Operators
| Field Fit Accessory | Code
| AC110-115V | 211008074
| AC200-230V | 211008075
| AC240V | 212008044
| DC100V | 211008077
| DC24V | 211008076
External Operating Handels: Panel Mounted
| Field Fit Accessory | Code
| "S" Type Black handle IP55 | 801204
| "S" Type Red handle IP55 | 801211
| "S" Type Black handle IP65 | 801242
| "S" Type Red handle IP65 | 801259
Handle Lock and Handle Extension
| Field Fit Accessory | Code
| Handle Lock | 211011005
| Handle Extension | 215011007
Interpole Barriers
| Field Fit Accessory | Code
| 1 barrier | 215004042
MOULDED CASE CIRCUIT BREAKERS
DC 2000A, 2500A AND 3200A TEMBREAK MCCBS
| Model | InA) | 3P
| XS2000ND | 2000 | 206840520
Icu = 50kA @ 500V DC
Icu = 20kA @ 600V DC
with extension bars (mandatory)
| Model | InA) | 3P
| XS2000ND | 2000 | 206840620
Icu = 50kA @ 500V DC
Icu = 20kA @ 600V DC
Rear Connected (RC)
| Model | InA) | 3P
| XS2500ND | 2500 | 206940625
Icu = 50kA @ 500V DC
Icu = 20kA @ 600V DC
Rear Connected (RC)
| Model | InA) | 3P
| XS3200ND | 32500 | 206940632
Icu = 50kA @ 500V DC
Icu = 20kA @ 600V DC
Rear Connected (RC)
MOULDED CASE CIRCUIT BREAKERS
DC TEMBREAK 2 2000A and 2500A FRAME
Accessories
Auxiliary Switches
| Factory Fit Accessories | Code
| 1 Auxiliary | 212001010
| 2 Auxiliaries | 212001020
| 3 Auxiliaries | 212001030
| 4 Auxiliaries | 212001031
| 5 Auxiliaries | 212001035
| 6 Auxiliaries | 212001036
Alarm Switches
| Factory Fit Accessories | Code
| 1 Alarm | 212001075
Combined Auxiliary and Alarm Switches
| Factory Fit | Code
| 1 Auxiliary, 1 Alarm | 212001047
| 2 Auxiliaries, 1 Alarm | 212001057
| 3 Auxiliaries, 1 Alarm | 212001063
| 4 Auxiliaries, 1 Alarm | 212001064
| 5 Auxiliaries, 1 Alarm | 212001065
Motor Operators
| Field Fit Accessory | Code
| AC100-1105V | 211008018
| AC200-220V | 211008026
| DC 110V | 211008059
| AC 440V | 211008088
Handle Locks
| Field Fit Accessory | Code
| Handle Lock | 211011006
We offer a range of accessories which allow
our customers to produce automatic changeover systems using our circuit breakers.
Wiring between the components is the customers responsibility, but can be easily completed by following the Terasaki Wiring Diagram, available on request.
Order codes and prices for the necessary components are shown in the table below:
We offer a range of accessories which allow
our customers to produce automatic changeover systems using our circuit breakers.
Wiring between the components is the customers responsibility, but can be easily completed by following the Terasaki Wiring Diagram, available on request.
Order codes and prices for the necessary components are shown in the table below:
We offer a range of accessories which allow
our customers to produce automatic changeover systems using our circuit breakers.
Wiring between the components is the customers responsibility, but can be easily completed by following the Terasaki Wiring Diagram, available on request.
Order codes and prices for the necessary components are shown in the table below:
We offer a range of accessories which allow
our customers to produce automatic changeover systems using our circuit breakers.
Wiring between the components is the customers responsibility, but can be easily completed by following the Terasaki Wiring Diagram, available on request.
Order codes and prices for the necessary components are shown in the table below:
We offer a range of accessories which allow our customers to produce automatic changeover systems using our circuit breakers.
The components below may be purchased individually with wiring and assembly to be completed by the customer. Alternatively the system can be purchased as a completely wired and assembled unit from Terasaki. Prices for both options are shown below.
Order codes and prices for the necessary components are shown in the table below:
We offer a range of accessories which allow our customers to produce automatic changeover systems using our circuit breakers.
The components below may be purchased individually with wiring and assembly to be completed by the customer. Alternatively the system can be purchased as a completely wired and assembled unit from Terasaki. Prices for both options are shown below.
Order codes and prices for the necessary components are shown in the table below:
We offer a range of accessories which allow our customers to produce automatic changeover systems using our circuit breakers.
The components below may be purchased individually with wiring and assembly to be completed by the customer. Alternatively the system can be purchased as a completely wired and assembled unit from Terasaki. Prices for both options are shown below.
Order codes and prices for the necessary components are shown in the table below:
We offer a range of accessories which allow our customers to produce automatic changeover systems using our circuit breakers.
The components below may be purchased individually with wiring and assembly to be completed by the customer. Alternatively the system can be purchased as a completely wired and assembled unit from Terasaki. Prices for both options are shown below.
Order codes and prices for the necessary components are shown in the table below:

## TemPower 2 ACB
AIR CIRCUIT BREAKERS
Table ACB 1 Body, Chassis and Connections
Rated Current | ACB Type | Breaking Capacity Icu/Icw, 1s
800A | AR208S | 65kA
1250A | AR212S | 65kA
1250A | AR212H | 80kA
1600A | AR216S | 65kA
1600A | AR216H | 80kA
1600A | AR316H | 100kA
2000A | AR220S | 65kA
2000A | AR220H | 80kA
2000A | AR320H | 100kA
2500A | AR325S | 85kA
2500A | AR325H | 100kA
3200A | AR332S | 85kA
3200A | AR332H | 100kA
4000A | AR440SB | 100kA
5000A | AR650S | 120kA
6300A | AR663S | 120kA
Standard Specification ¦ Padlockable Close & Open Buttons ¦4AB Auxilliary Switches ¦ Terminal Block for Accessories ¦ Terminal Cover ¦ Protection Relay Cover ¦ IP20 Door Flange
Door Flange ¦ Drawout Only: Control and Circuit Shutters, Position Indicator, Drawout Handle ¦ Vertical connections only AR4, AR6 .
AIR CIRCUIT BREAKERS
ACB Conversion for Special Voltages
Voltage | ACB | Breaking Capacity Icu | No Poles | ACB Type
800V AC | AR3H Drawout | *30kA | 3 | AR316H-V8 AR320H-V8 AR325H-V8 AR332H-V8
350V DC | AR3H Drawout | 40kA | 3 | AR316H-DC6 AR320H-DC6 AR325H-DC6 AR332H-DC6
600V DC | AR3H Drawout | 40kA | 3 | AR316H-DC8 AR320H-DC8 AR325H-DC8 AR332H-DC8
*Add conversion price to the price of standard ACB from Table 1
*ARH-V8 (800Vac) = Icu 30kA, Ics 25kA. AR332H-V8 maximum rating 3100A.
Table ACB 2 Protection Relays
Non-automatic (no protection)
Standard protection relay with dial adjustment
AGR-11BL-AL Dial Type (Feeder)
AGR-11BL-GL Dial Type (with Ground Fault)
AGR-11BL-AS Dial Type (Feeder) with mechanical reset
AGR-11BL-GS Dial Type (with Ground Fault) with mechanical reset
LCD protection relay with ammeter
AGR-21BL-PS LCD Type (Feeder)
AGR-21BL-PG LCD Type (with Ground Fault)
AGR-21BR-PS LCD Type (IEC 60255-3 - VI,EI,SI Curves)
AGR-21BR-PG LCD Type (with Ground Fault)
AGR-21BS-PS LCD Type (Generator Protection)
AGR-22BS-PR LCD Type (Generator Protection)
Backlit LCD protection relay with power and energy analyser
AGR-31BL-PS-H Enhanced LCD Type (Feeder)
AGR-31-BL-PG-H Enhanced LCD Type (with Ground Fault)
AGR-31BR-PS-H Enhanced LCD Type (IEC 60255-3 - VI,EI,SI Curves)
AGR-31BR-PG-H Enhanced LCD Type (with Ground Fault)
AGR-31BS-PS-H Enhanced LCD Type (Generator Protection)
AGR-31BS-PR-H Enhanced LCD Type (Generator Protection)
* These optional functions cannot be selected together.
** External neutral CT required. See table below for quantity.
Undervoltage alarm, Overvoltage alarm and a 2nd pre-trip alarm functions are also available. Contact Terasaki for prices.
PS = Pre Trip Alarm
PG = Pre Trip Alarm and Ground Fault Protection
PR = Pre Trip Alarm and Reverse Power Protection
NUMBER OF EXTERNAL NEUTRAL CTs REQUIRED
Type of Protection
Number of poles | Ground Fault Protection | Restricted Ground Fault Protection | Neutral Protection
3 | 1 | 2 | 1
4 | 0 | 1 | 0
PRICE OF EXTERNAL NEUTRAL CTs
Primary Current Rating
Up to 2000A | 471.2542
2000A to 4000A | 617.4945
5000A to 6300A | 763.2787
AIR CIRCUIT BREAKERS
Table ACB 3 Accessories
7AB Auxilliary Switches (Industrial Use)
10AB Auxilliary Switches (Industrial Use)
Position Switches (Max 2 positions)
Position Switches (Max 4 positions)
Trip Indication Switch
Spring Charge Up Switch
Ready To Close Switch
Shunt Trip Continuously Rated
Double Shunt Trip 24V DC and 240V AC
Short Rated Shunt Trip (When UVT Fitted)
Shunt Trip Capacitor 48V DC
Undervoltage Trip Instananeous
Undervoltage Trip Fixed Time Delay
Open / Close Counter
Auto Discharge Device
Insertion Prevention Device
Motor Operator with Closing Coil
Closing Coil Only
Double Closing Coil only 24V DC
Door Flange IP31
Transparent Cover IP55
AR ACB Lifter Loader AWR-1B
AR ACB Lifter Loader AWR-2B
IP3X Chassis Protection Cover
Storage Drawout Handle
Fixing Bolts for Drawout ACBS
Step Down Transformer 440V to 220V
Test Jumper
ACB Remote Controller (Umbilical)
Lifting Plates
OCR Checker
Interpole Barriers 3P
Interpole Barriers 4P
Door Interlock
Cylinder Lock and Key
Castell Lock and Key (Factory Fitted)
Castell Fitting Only
Lock in Off Position
Mechanical Interlocks - 2 ACBs (Horizontal)
Mechanical Interlocks - 3 ACBs Type A (Horizontal)
Mechanical Interlocks - 3 ACBs Type B (Horizontal)
Mechanical Interlocks - 2 ACBs (Vertical)
AR208 - AR332 Shutter Padlock
AR440 Shutter Padlock
Shutter Trolley For AR2 3P
Shutter Trolley for AR2 4P
Shutter Trolley for AR3 3P
Shutter Trolley for AR3 4P
Shutter Trolley for AR4 3P
Shutter Trolley for AR4 4P
Shutter Trolley for AR6 3P
Shutter Trolley for AR6 4P
T2ED Circuit Breaker Monitor
TEMPOWER 2
TEMPOWER 2
TemPower 2 ACBs offer high specifications with guaranteed reliability. Use the three pricing tables in sequence to calculate the total price: Table ACB1: body, chassis, connections + Table ACB2: Protection Relays + Table ACB3: Accessories

## TemPower 2 ACB Order Form
Fixed and Drawout Pattern ACB's AR208 to AR663 (800A to 6300A)
ACB Order Form
COMPANY NAME: | [5 empty] | EMAIL ADDRESS:
CONTACT NAME: | [5 empty] | ORDER NUMBER:
TELEPHONE NUMBER: | [5 empty] | QUANTITY:
FAX NUMBER: | [5 empty] | DELIVERY TIME REQUEST :
1.TemPower 2 ACB: Enter your choice in the boxes provided (Refer to the catalogue for ratings and specfications)
TERASAKI ACB TYPE AR |  |  |  | AR |  |  |  | FOR EXAMPLE - AR |  |  | 325
ENTER CIRCUIT BREAKER TYPE - Type S, H or SB | [7 empty] | 'H' TYPES ARE ONLY AVAILABLE ON 1250A TO 3200A ACBS AND 'SB' TYPE ON THE 4000A ACB
H types are only available on 1250A to 3200A ACBs and SB on the 4000A ACB
ENTER RATED CURRENT - Amps
ENTER SENSOR KIT RATING - Ict | [7 empty] | ONLY ENTER A VALUE IF DIFFERENT FROM RATED CURRENT | ONLY ENTER A VALUE IF DIFFERENT FROM RATED CURRENT
ENTER NUMBER OF POLES
2. Mounting, Connections, Shutters and System Type: Select required boxes.
Fixed Pattern. |  | Not available on AR4 & AR6 ACBs |  |  | Drawout Pattern.
| Horizontal | Vertical | Front | [5 empty] | Control Circuit Terminal Cover
Top - Connections. | [8 empty] | Main Circuit Shutters
Bottom - Connections. |  |  |  | For AR4 & AR6 ACBs only vertical connections are available |  |  |  |  | Control Circuit Shutters
System Voltage |  | V |  | 3 Phase/3 Wire |  |  | 3 Phase/4 Wire |  |  | If the system type is not selected we will assume 415V 3P/4W
3.AGR - Protection Relay and Protection Options: Tick required boxes.
Non Automatic. |  | Go to Section 4 - Indication
|  | AGR-11B |  |  |  | AGR-21/22B |  |  |  | AGR-31B-H
| Economy Protection - Dial |  |  |  | Standard Protection - LCD |  |  |  | Enhanced Protection - LCD
Protection Functions | AGR-11BL |  |  |  | AGR-21BL | AGR-21BR | AGR-21BS | AGR-22BS | AGR-31BL | AGR-31BR | AGR-31BS | ----
AL |  |  |  |  | ---- | ---- | ---- | ---- | ---- | ---- | ---- | ----
AS |  |  |  |  | ---- | ---- | ---- | ---- | ---- | ---- | ---- | ----
PS | ---- | [6 empty] | ---- |  |  |  | ----
GL** |  |  |  |  | ---- | ---- | ---- | ---- | ---- | ---- | ---- | ----
GS** |  |  |  |  | ---- | ---- | ---- | ---- | ---- | ---- | ---- | ----
PG | ---- | [5 empty] | ---- | ---- |  |  | ---- | ----
PR | ---- |  |  |  | ---- | ---- | ---- |  | ---- | ---- |  | ----
Protection Options
N-Phase Protection -NP. | [6 empty] | ---- | ---- |  |  | ---- | ----
Mechanical Reset - M (Only AS and GS type) |  |  |  |  | ---- | ---- | ---- | ---- | ---- | ---- | ---- | ----
S1-Contact Temperature Monitoring - OH. | ---- |  |  |  | ---- | ---- | ---- | N2 | N2 | N2 | N2 | ----
S1-Trip Indicator. |  |  |  |  | N2 | N2 |  | N2 | N2 | N2 | N2 | ----
S1-Phase Rotation Protection - NS. | ---- |  |  |  | N2 | N2 | ---- | ---- | N2 | N2 | ---- | ----
S1-Restricted Ground Fault - REF. N4 | ---- |  |  |  | N2 | N2 | ---- | ---- | N2 | N2 | ---- | ----
S2-Second Pre -Trip Alarm - PTA2. | ---- |  |  |  | ---- | ---- | ---- | N3 | ---- | ---- | N3 | ----
S2-Undervoltage Alarm - UVA. | ---- |  |  |  | ---- | ---- | ---- | N3 | N3 | N3 | N3 | ----
S2-Over Voltage Alarm,Under/Over Frequency - V | ---- |  |  |  | ---- | ---- | ---- | ---- | N3 | N3 | N3 | ----
S2-Spring Charge Indicator. | [7 empty] | N3 | N3 | N3 | N3 | ----
Zone Interlock - Z. | ---- |  |  |  | ---- | ---- | ---- |  |  |  |  | ----
Communication - C. | ---- | [10 empty] | ----
For LCD and AS/GS type AGR specify control voltage | AC100-120V |  | AC200-240V |  | DC24V |  | DC48V |  | DC100-25V |  | DC200-250V
Example of AGR Protection Relay Description | [6 empty] | **For 3 Pole ACBs with ground fault please indicate if external 4th CT is NOT required.
Not required -
| AGR | - 21BL | - P | S
[7 empty] | ● For BS Relay specify generator full load current (In) if applicable - | [6 empty] | Amps
RELAY KEY
Protection Relay Family. | [6 empty] | ● Back lit LCD for AGR-21B, 22B (option)
Protection Relay Group.
Protection Function and Indication.
A = LSI PROTECTION. (as standard on all protection relays)
G = A + UNRESTRICTED GROUND FAULT PROTECTION. |  | All AGR-B Protection Relays have individual operation
P = A + PRE TRIP ALARM. |  | contact indicators except the AGR-11B, which has a single |  |  |  |  | NOTES:
R = A + REVERSE POWER. |  | operation contact indicator.
N2 - Only one function can be selected from section S1.
AGR BL Type Protection Relay - INDUSTRIAL & TRANSFORMER | [6 empty] | N3 - Only one function can be selected from section S2.
AGR BS Type Protection Relay - GENERATOR | [6 empty] | N4 - Restricted Ground Fault only available with PG function.
AGR BR Type Protection Relay - CHARACTERISTICS TO IEC 60255-3
Fixed and Drawout Pattern ACB's AR208 to AR663 (800A to 6300A)
ACB Order Form
4.Indication Accessories: Tick required boxes.
4AB Auxiliary Switches
7AB Auxiliary Switches
10AB Auxiliary Switches
|  |  |  | Insert | Isolated | Test | Conn
2 Position Switches (Write a '0', '1' or a '2', total 2) | [7 empty] | = Total 2.
4 Position Switches (Write a '0', '1' or a '2', total 4) | [7 empty] | = Total 4.
Non-Auto Trip Indication Switch-Normal (Not Ready to Close ) | [5 empty] | Open/Close Cycle Counter
Non-Auto Spring Charge Switch-Normal
Ready to Close Switch
5.Electrical Operation Accessories: Tick required boxes.
Double Closing Coil 24V DC & 240V AC Only (Short Rated) | [5 empty] | Capacitor Shunt Trip 110 AC (Not Available with UVT)
Double Shunt Trip Coil 24V DC &240 V AC Only (Short Rated)
Split Circuit** (For Motor and Closing Coil) |  |  |  |  | **Split Circuit - Voltages for the motor and closing coil must be indicated below.
AC - Control Voltage |  |  |  | AC100 | AC110 | AC120 | AC200 | AC220 | AC230 | AC240 | AC380 | AC400 | AC415 | AC440
Shunt Trip Continuously Rated (Short Rated with UVT) | [10 empty] | ----- | ----- | ----- | -----
Motor Operator and Closing coil
Closing Coil (Split Circuit)**
Motor Operator (Split Circuit)**
Undervoltage Trip Device - Instantaneous
Undervoltage Trip Device - Time-Delay
DC - Control Voltage |  |  |  | DC24 | DC30 | DC48 | DC60 | DC100 | DC110 | DC125 | DC200 | DC220 | DC250
Shunt Trip Continuously Rated (Short Rated with UVT)
Motor Operator and Closing coil |  |  |  |  | ----- | [7 empty] | -----
Closing Coil (Split Circuit)** |  |  |  |  | ----- | [7 empty] | -----
Motor Operator (Split Circuit)** |  |  |  |  | ----- | [7 empty] | -----
Undervoltage Trip Device - Instantaneous |  |  |  |  | ----- |  |  | ----- |  | ----- | ----- |  | -----
6.External Accessories: Tick required boxes.
Door Flange IP20 | [6 empty] | IP55 Transparent Cover
Door Flange IP31 | [6 empty] | Fixing Blocks
Standard Drawout Handle | [6 empty] | Test Jumper
Storage Drawout Handle | [6 empty] | Auto-Discharge
Insertion Prevention Device (Insert Code in Box) | [6 empty] | Lifting Plates
InterPole Barriers (Not Applicable for Front Connections) | [6 empty] | OCR Checker ANU-1
Step Down Transformer (P380-440V/S220V) | [6 empty] | OCR test interface unit ANU-2
Tropicalisation Treatment | [6 empty] | Main Shutter Padlock Device
Anti-Corrosion Treatment | [6 empty] | IP3X Chassis Protection
Cold Climate Treatment
Test Report (Enter Number of Copies in Box) | [6 empty] | Lifter Loader |  |  | AWR-1B |  |  | For AR 2, 3 & 440SB
[10 empty] | AWR-2B |  |  | For AR 2, 3, 4 & 6
7.Locking and Interlocking Systems: Tick required boxes.
Horizontal Mechanical Interlock for three ACBs, Gen. ACB Interlocked with outer ACBs | [5 empty] | Type A (4) |  |  |  | Note - If mechanical interlcok is selected, then a marine type auxiliary switch will be supplied. Marine auxiliary switch only operates in the connected position.
Horizontal Mechanical Interlock for three ACBs, one or two from three | [5 empty] | Type B (2)
Horizontal Mechanical Interlock for two ACBs, one from two | [5 empty] | Type C (1)
Horizontal Mechanical Interlock for three ACBs, one from three | [5 empty] | Type D (3)
Type A - Indicate position of Gen. ACB |  |  |  | Left | Cent | Right
All Types - Pitch 'P1'( 1st & 2nd), 'P2' (2nd & 3rd) |  |  | P1= |  | mm P2= |  | mm
Vertical Mechanical Interlock for two ACBs, one from two
Enter Vertical Pole Pitch 'P' Between ACBs |  |  |  | P= |  | mm
Door Interlock | [5 empty] | Indicate type of drawout handle required Section 6 – External Accessories.
Cylinder lock (Lock in Off) and key
Cylinder lock (Lock in On) and key
Lock in Off Padlock Facility
Castell Fitting (Lock in Off) - Facility only | [5 empty] | Tick One Box
Castell Fitting (Lock in On) - Facility only
Castell Lock (Lock in Off) and Key (Factory fitted) | [8 empty] | Enter Castell symbol required.
Castell Lock (Lock in On) and Key (Factory fitted) | [8 empty] | Enter Castell symbol required.
Chassis Castell (Lock in Isolate) - Facility only
Chassis Castell (Lock in Isolate) - Lock and Key (Factory fitted)
8.Earthing Devices: Tick required boxes.
Body (Portable Part) |  |  |  | Chassis (Permanent Part)
Earthing Device Note:
Not available with front connections.
Not recommended with a UVT, as manual disconnection is required.
For Customer Notes or References.
PAGE 1 OF 2
PAGE 2 OF 2

## Contactors
Protection and Distribution 1A to 6300A
Our Price List. Effective from 1st February 2019
Hyperlinks
TemContact 2 | _3P_Contactors_AC
Contactors | _3P_Contactors_DC
_4P_Contactors_AC
_4P_Contactors_DC
Thermal_Overload_Relays
Contactor_Relays_AC_Voltage
Contactor_Relays_DC_Voltage
Contactor_Accessories
CONTACTORS
3P Contactors AC
TC-9b
| Item Code | Description | AC3 @ 415V AC (A) | AC1 (A)
| 813481 | TC-9b AC 24V 3P Contactor | 9 | 25
| 813498 | TC-9b AC 48V 3P Contactor | 9 | 25
| 813504 | TC-9b AC 100V 3P Contactor | 9 | 25
| 813511 | TC-9b AC 110V 3P Contactor | 9 | 25
| 813528 | TC-9b AC 120V 3P Contactor | 9 | 25
| 813535 | TC-9b AC 200V 3P Contactor | 9 | 25
| 813542 | TC-9b AC 220V 3P Contactor | 9 | 25
| 813559 | TC-9b AC 230V 3P Contactor | 9 | 25
| 813566 | TC-9b AC 240V 3P Contactor | 9 | 25
| 813573 | TC-9b AC 380V 3P Contactor | 9 | 25
| 813580 | TC-9b AC 400V 3P Contactor | 9 | 25
| 801624 | TC-9b AC 415V 3P Contactor | 9 | 25
| 813597 | TC-9b AC 440V 3P Contactor | 9 | 25
| 813603 | TC-9b AC 500V 3P Contactor | 9 | 25
| 813610 | TC-9b AC 550V 3P Contactor | 9 | 25
TC-12b
| Item Code | Description | AC3 @ 415V AC (A) | AC1 (A)
| 813740 | TC-12b AC 24V 3P Contactor | 12 | 25
| 813757 | TC-12b AC 48V 3P Contactor | 12 | 25
| 813764 | TC-12b AC 100V 3P Contactor | 12 | 25
| 813771 | TC-12b AC 110V 3P Contactor | 12 | 25
| 813788 | TC-12b AC 120V 3P Contactor | 12 | 25
| 813795 | TC-12b AC 200V 3P Contactor | 12 | 25
| 813801 | TC-12b AC 220V 3P Contactor | 12 | 25
| 813818 | TC-12b AC 230V 3P Contactor | 12 | 25
| 813825 | TC-12b AC 240V 3P Contactor | 12 | 25
| 813832 | TC-12b AC 380V 3P Contactor | 12 | 25
| 813849 | TC-12b AC 400V 3P Contactor | 12 | 25
| 801631 | TC-12b AC 415V 3P Contactor | 12 | 25
| 813856 | TC-12b AC 440V 3P Contactor | 12 | 25
| 813863 | TC-12b AC 500V 3P Contactor | 12 | 25
| 813870 | TC-12b AC 550V 3P Contactor | 12 | 25
CONTACTORS
3P Contactors AC
TC-18b
| Item Code | Description | AC3 @ 415V AC (A) | AC1 (A)
| 814006 | TC-18b AC 24V 3P Contactor | 18 | 32
| 814013 | TC-18b AC 48V 3P Contactor | 18 | 32
| 814020 | TC-18b AC 100V 3P Contactor | 18 | 32
| 814037 | TC-18b AC 110V 3P Contactor | 18 | 32
| 814044 | TC-18b AC 120V 3P Contactor | 18 | 32
| 814051 | TC-18b AC 200V 3P Contactor | 18 | 32
| 814068 | TC-18b AC 220V 3P Contactor | 18 | 32
| 814075 | TC-18b AC 230V 3P Contactor | 18 | 32
| 814082 | TC-18b AC 240V 3P Contactor | 18 | 32
| 814099 | TC-18b AC 380V 3P Contactor | 18 | 32
| 814105 | TC-18b AC 400V 3P Contactor | 18 | 32
| 801648 | TC-18b AC 415V 3P Contactor | 18 | 32
| 814112 | TC-18b AC 440V 3P Contactor | 18 | 32
| 814129 | TC-18b AC 500V 3P Contactor | 18 | 32
| 814136 | TC-18b AC 550V 3P Contactor | 18 | 32
TC-22b
| Item Code | Description | AC3 @ 415V AC (A) | AC1 (A)
| 814266 | TC-22b AC 24V 3P Contactor | 22 | 40
| 814273 | TC-22b AC 48V 3P Contactor | 22 | 40
| 814280 | TC-22b AC 100V 3P Contactor | 22 | 40
| 814297 | TC-22b AC 110V 3P Contactor | 22 | 40
| 814303 | TC-22b AC 120V 3P Contactor | 22 | 40
| 814310 | TC-22b AC 200V 3P Contactor | 22 | 40
| 814327 | TC-22b AC 220V 3P Contactor | 22 | 40
| 814334 | TC-22b AC 230V 3P Contactor | 22 | 40
| 814341 | TC-22b AC 240V 3P Contactor | 22 | 40
| 814358 | TC-22b AC 380V 3P Contactor | 22 | 40
| 814365 | TC-22b AC 400V 3P Contactor | 22 | 40
| 801655 | TC-22b AC 400V 3P Contactor | 22 | 40
| 814372 | TC-22b AC 440V 3P Contactor | 22 | 40
| 814389 | TC-22b AC 500V 3P Contactor | 22 | 40
| 814396 | TC-22b AC 550V 3P Contactor | 22 | 40
CONTACTORS
3P Contactors AC
TC-32b
| Item Code | Description | AC3 @ 415V AC (A) | AC1 (A)
| 814525 | TC-32a AC 24V 3P Contactor | 32 | 50
| 814532 | TC-32a AC 48V 3P Contactor | 32 | 50
| 814549 | TC-32a AC 100V 3P Contactor | 32 | 50
| 814556 | TC-32a AC 110V 3P Contactor | 32 | 50
| 814563 | TC-32a AC 120V 3P Contactor | 32 | 50
| 814570 | TC-32a AC 200V 3P Contactor | 32 | 50
| 814587 | TC-32a AC 220V 3P Contactor | 32 | 50
| 814594 | TC-32a AC 230V 3P Contactor | 32 | 50
| 814600 | TC-32a AC 240V 3P Contactor | 32 | 50
| 814617 | TC-32a AC 380V 3P Contactor | 32 | 50
| 814624 | TC-32a AC 400V 3P Contactor | 32 | 50
| 814631 | TC-32a AC 415V 3P Contactor | 32 | 50
| 814648 | TC-32a AC 440V 3P Contactor | 32 | 50
| 814655 | TC-32a AC 500V 3P Contactor | 32 | 50
| 814662 | TC-32a AC 550V 3P Contactor | 32 | 50
TC-40a
| Item Code | Description | AC3 @ 415V AC (A) | AC1 (A)
| 814792 | TC-40a AC 24V 3P Contactor | 40 | 60
| 814808 | TC-40a AC 48V 3P Contactor | 40 | 60
| 814815 | TC-40a AC 100V 3P Contactor | 40 | 60
| 814822 | TC-40a AC 110V 3P Contactor | 40 | 60
| 814839 | TC-40a AC 120V 3P Contactor | 40 | 60
| 814846 | TC-40a AC 200V 3P Contactor | 40 | 60
| 814853 | TC-40a AC 220V 3P Contactor | 40 | 60
| 814860 | TC-40a AC 230V 3P Contactor | 40 | 60
| 814877 | TC-40a AC 240V 3P Contactor | 40 | 60
| 814884 | TC-40a AC 380V 3P Contactor | 40 | 60
| 814891 | TC-40a AC 400V 3P Contactor | 40 | 60
| 814907 | TC-40a AC 415V 3P Contactor | 40 | 60
| 814914 | TC-40a AC 440V 3P Contactor | 40 | 60
| 814921 | TC-40a AC 500V 3P Contactor | 40 | 60
| 814938 | TC-40a AC 550V 3P Contactor | 40 | 60
CONTACTORS
3P Contactors AC
TC-50a
| Item Code | Description | AC3 @ 415V AC (A) | AC1 (A)
| 815065 | TC-50a AC 24V 3P Contactor | 50 | 70
| 815072 | TC-50a AC 48V 3P Contactor | 50 | 70
| 815089 | TC-50a AC 100V 3P Contactor | 50 | 70
| 815096 | TC-50a AC 110V 3P Contactor | 50 | 70
| 815102 | TC-50a AC 120V 3P Contactor | 50 | 70
| 815119 | TC-50a AC 200V 3P Contactor | 50 | 70
| 815126 | TC-50a AC 220V 3P Contactor | 50 | 70
| 815133 | TC-50a AC 230V 3P Contactor | 50 | 70
| 815140 | TC-50a AC 240V 3P Contactor | 50 | 70
| 815157 | TC-50a AC 380V 3P Contactor | 50 | 70
| 815164 | TC-50a AC 500V 3P Contactor | 50 | 70
| 815171 | TC-50a AC 415V 3P Contactor | 50 | 70
| 815188 | TC-50a AC 440V 3P Contactor | 50 | 70
| 815195 | TC-50a AC 550V 3P Contactor | 50 | 70
| 815201 | TC-50a AC 400V 3P Contactor | 50 | 70
TC-65a
| Item Code | Description | AC3 @ 415V AC (A) | AC1 (A)
| 815331 | TC-65a AC 24V 3P Contactor | 65 | 100
| 815348 | TC-65a AC 48V 3P Contactor | 65 | 100
| 815355 | TC-65a AC 100V 3P Contactor | 65 | 100
| 815362 | TC-65a AC 110V 3P Contactor | 65 | 100
| 815379 | TC-65a AC 120V 3P Contactor | 65 | 100
| 815386 | TC-65a AC 200V 3P Contactor | 65 | 100
| 815393 | TC-65a AC 220V 3P Contactor | 65 | 100
| 815409 | TC-65a AC 230V 3P Contactor | 65 | 100
| 815416 | TC-65a AC 240V 3P Contactor | 65 | 100
| 815423 | TC-65a AC 380V 3P Contactor | 65 | 100
| 815430 | TC-65a AC 400V 3P Contactor | 65 | 100
| 815447 | TC-65a AC 415V 3P Contactor | 65 | 100
| 815454 | TC-65a AC 440V 3P Contactor | 65 | 100
| 815461 | TC-65a AC 500V 3P Contactor | 65 | 100
| 815478 | TC-65a AC 550V 3P Contactor | 65 | 100
CONTACTORS
3P Contactors AC
TC-75a
| Item Code | Description | AC3 @ 415V AC (A) | AC1 (A)
| 815607 | TC-75a AC 24V 3P Contactor | 75 | 110
| 815614 | TC-75a AC 48V 3P Contactor | 75 | 110
| 815621 | TC-75a AC 100V 3P Contactor | 75 | 110
| 815638 | TC-75a AC 110V 3P Contactor | 75 | 110
| 815645 | TC-75a AC 120V 3P Contactor | 75 | 110
| 815652 | TC-75a AC 200V 3P Contactor | 75 | 110
| 815669 | TC-75a AC 220V 3P Contactor | 75 | 110
| 815676 | TC-75a AC 230V 3P Contactor | 75 | 110
| 815683 | TC-75a AC 240V 3P Contactor | 75 | 110
| 815690 | TC-75a AC 380V 3P Contactor | 75 | 110
| 815706 | TC-75a AC 400V 3P Contactor | 75 | 110
| 815713 | TC-75a AC 415V 3P Contactor | 75 | 110
| 815720 | TC-75a AC 440V 3P Contactor | 75 | 110
| 815737 | TC-75a AC 500V 3P Contactor | 75 | 110
| 815744 | TC-75a AC 550V 3P Contactor | 75 | 110
TC-85a
| Item Code | Description | AC3 @ 415V AC (A) | AC1 (A)
| 815874 | TC-85a AC 24V 3P Contactor | 85 | 135
| 815881 | TC-85a AC 48V 3P Contactor | 85 | 135
| 815898 | TC-85a AC 100V 3P Contactor | 85 | 135
| 815904 | TC-85a AC 110V 3P Contactor | 85 | 135
| 815911 | TC-85a AC 120V 3P Contactor | 85 | 135
| 815928 | TC-85a AC 200V 3P Contactor | 85 | 135
| 815935 | TC-85a AC 220V 3P Contactor | 85 | 135
| 815942 | TC-85a AC 230V 3P Contactor | 85 | 135
| 815959 | TC-85a AC 240V 3P Contactor | 85 | 135
| 815966 | TC-85a AC 380V 3P Contactor | 85 | 135
| 815973 | TC-85a AC 400V 3P Contactor | 85 | 135
| 815980 | TC-85a AC 415V 3P Contactor | 85 | 135
| 815997 | TC-85a AC 440V 3P Contactor | 85 | 135
| 816000 | TC-85a AC 500V 3P Contactor | 85 | 135
| 816017 | TC-85a AC 550V 3P Contactor | 85 | 135
CONTACTORS
3P Contactors AC
TC-100a
| Item Code | Description | AC3 @ 415V AC (A) | AC1 (A)
| 816147 | TC-100a AC 24V 3P Contactor | 100 | 160
| 816154 | TC-100a AC 48V 3P Contactor | 100 | 160
| 816161 | TC-100a AC 100V 3P Contactor | 100 | 160
| 816178 | TC-100a AC 110V 3P Contactor | 100 | 160
| 816185 | TC-100a AC 120V 3P Contactor | 100 | 160
| 816192 | TC-100a AC 200V 3P Contactor | 100 | 160
| 816208 | TC-100a AC 220V 3P Contactor | 100 | 160
| 816215 | TC-100a AC 230V 3P Contactor | 100 | 160
| 816222 | TC-100a AC 240V 3P Contactor | 100 | 160
| 816239 | TC-100a AC 380V 3P Contactor | 100 | 160
| 816246 | TC-100a AC 400V 3P Contactor | 100 | 160
| 816253 | TC-100a AC 415V 3P Contactor | 100 | 160
| 816260 | TC-100a AC 440V 3P Contactor | 100 | 160
| 816277 | TC-100a AC 500V 3P Contactor | 100 | 160
| 816284 | TC-100a AC 550V 3P Contactor | 100 | 160
TC-130a
| Item Code | Description | AC3 @ 415V AC (A) | AC1 (A)
| 816413 | TC-130a AC 220-240V 3P | 130 | 160
| 816420 | TC-130a AC 24V 3P Contactor | 130 | 160
| 816437 | TC-130a AC 48V 3P Contactor | 130 | 160
| 816444 | TC-130a AC 110V 3P Contactor | 130 | 160
| 816451 | TC-130a AC 300V 3P Contactor | 130 | 160
| 816468 | TC-130a AC 400V 3P Contactor | 130 | 160
| 816475 | TC-130a AC 500V 3P Contactor | 130 | 160
TC-150a
| Item Code | Description | AC3 @ 415V AC (A) | AC1 (A)
| 816529 | TC-150a AC 220-240V 3P | 150 | 210
| 816536 | TC-150a AC 24V 3P Contactor | 150 | 210
| 816543 | TC-150a AC 48V 3P Contactor | 150 | 210
| 816550 | TC-150a AC 110V 3P Contactor | 150 | 210
| 816567 | TC-150a AC 300V 3P Contactor | 150 | 210
| 816574 | TC-150a AC 400V 3P Contactor | 150 | 210
| 816581 | TC-150a AC 500V 3P Contactor | 150 | 210
CONTACTORS
3P Contactors with AC or DC coils
TC-185a
| Item Code | Description | AC3 @ 415V AC (A) | AC1 (A)
| 816635 | TC-185a AC/DC 100-240/100-220V 3P | 185 | 230
| 816642 | TC-185a AC/DC 24V 3P Contactor | 185 | 230
| 816659 | TC-185a AC/DC 48V 3P Contactor | 185 | 230
| 816666 | TC-185a AC 300V 3P Contactor | 185 | 230
| 816673 | TC-185a AC 380-450V 3P Contactor | 185 | 230
| 816680 | TC-185a AC 500V Contactor | 185 | 230
TC-225a
| Item Code | Description | AC3 @ 415V AC (A) | AC1 (A)
| 816697 | TC-225a AC/DC 100-240/100-220V 3P | 225 | 275
| 816703 | TC-225a AC/DC 24V 3P Contactor | 225 | 275
| 816710 | TC-225a AC/DC 48V 3P Contactor | 225 | 275
| 816727 | TC-225a AC 300V 3P Contactor | 225 | 275
| 816734 | TC-225a AC 380-450V 3P Contactor | 225 | 275
| 816741 | TC-225a AC 500V 3P Contactor | 225 | 275
TC-265a
| Item Code | Description | AC3 @ 415V AC (A) | AC1 (A)
| 816758 | TC-265a AC/DC 100-240/100-220V 3P | 265 | 300
| 816765 | TC-265a AC 300V 3P Contactor | 265 | 300
| 816772 | TC-265a AC 380-450V 3P Contactor | 265 | 300
| 816789 | TC-265a AC 500V 3P Contactor | 265 | 300
TC-330a
| Item Code | Description | AC3 @ 415V AC (A) | AC1 (A)
| 816796 | TC-330a AC/DC 100-240/100-220V 3P | 330 | 350
| 816802 | TC-330a AC 300V 3P Contactor | 330 | 350
| 816819 | TC-330a AC 380-450V 3P | 330 | 350
| 816826 | TC-330a AC 500V 3P Contactor | 330 | 350
TC-400a
| Item Code | Description | AC3 @ 415V AC (A) | AC1 (A)
| 816833 | TC-400a AC/DC 100-240/100-220V 3P | 400 | 450
| 816840 | TC-400a AC 300V 3P Contactor | 400 | 450
| 816857 | TC-400a AC 380-450V 3P Contactor | 400 | 450
| 816864 | TC-400a AC 500V 3P Contactor | 400 | 450
CONTACTORS
3P Contactors with AC or DC coils
TC-500a
| Item Code | Description | AC3 @ 415V AC (A) | AC1 (A)
| 816871 | TC-500a AC/DC 200V 3P Contactor | 500 | 580
| 816888 | TC-500a AC/DC 100V 3P Contactor | 500 | 580
| 816895 | TC-500a AC 300V 3P Contactor | 500 | 580
| 816901 | TC-500a AC 380-450V Contactor | 500 | 580
| 816918 | TC-500a AC 500V 3P Contactor | 500 | 580
TC-630a
| Item Code | Description | AC3 @ 415V AC (A) | AC1 (A)
| 816925 | TC-630a AC/DC 200V 3P Contactor | 630 | 660
| 816932 | TC-630a AC/DC 100V 3P Contactor | 630 | 660
| 816949 | TC-630a AC 300V 3P Contactor | 630 | 660
| 816956 | TC-630a AC 380-450V Contactor | 630 | 660
| 816963 | TC-630a AC 500V 3P Contactor | 630 | 660
TC-800a
| Item Code | Description | AC3 @ 415V AC (A) | AC1 (A)
| 816970 | TC-800a AC/DC 200V 3P Contactor | 800 | 900
| 816987 | TC-800a AC/DC 100V 3P Contactor | 800 | 900
| 816994 | TC-800a AC 300V 3P Contactor | 800 | 900
| 817007 | TC-800a AC 380-450V Contactor | 800 | 900
| 817014 | TC-800a AC 500V 3P Contactor | 800 | 900
CONTACTORS
3P Contactors DC
TD-9b
TD-9b | Item Code | Description | AC3 @ 415V AC (A) | AC1 (A)
| 832017 | TD-9b DC 12V 3P Contactor | 9 | 25
| 832024 | TD-9b DC 20V 3P Contactor | 9 | 25
| 832031 | TD-9b DC 24V 3P Contactor | 9 | 25
| 832048 | TD-9b DC 48V 3P Contactor | 9 | 25
| 832055 | TD-9b DC 60V 3P Contactor | 9 | 25
| 832062 | TD-9b DC 80V 3P Contactor | 9 | 25
| 832079 | TD-9b DC 100V 3P Contactor | 9 | 25
| 832086 | TD-9b DC 110V 3P Contactor | 9 | 25
| 832093 | TD-9b DC 125V 3P Contactor | 9 | 25
| 832109 | TD-9b DC 200V 3P Contactor | 9 | 25
| 832116 | TD-9b DC 250V 3P Contactor | 9 | 25
| 832123 | TD-9b DC 220V 3P Contactor | 9 | 25
TD-12b
| Item Code | Description | AC3 @ 415V AC (A) | AC1 (A)
| 832130 | TD-12b DC 12V 3P Contactor | 12 | 25
| 832147 | TD-12b DC 20V 3P Contactor | 12 | 25
| 832154 | TD-12b DC 24V 3P Contactor | 12 | 25
| 832161 | TD-12b DC 48V 3P Contactor | 12 | 25
| 832178 | TD-12b DC 60V 3P Contactor | 12 | 25
| 832185 | TD-12b DC 80V 3P Contactor | 12 | 25
| 832192 | TD-12b DC 100V 3P Contactor | 12 | 25
| 832208 | TD-12b DC 110V 3P Contactor | 12 | 25
| 832215 | TD-12b DC 125V 3P Contactor | 12 | 25
| 832222 | TD-12b DC 200V 3P Contactor | 12 | 25
| 832239 | TD-12b DC 250V 3P Contactor | 12 | 25
| 832246 | TD-12b DC 220V 3P Contactor | 12 | 25
CONTACTORS
3P Contactors DC
TD-18b
| Item Code | Description | AC3 @ 415V AC (A) | AC1 (A)
| 832253 | TD-18b DC 12V 3P Contactor | 18 | 32
| 832260 | TD-18b DC 20V 3P Contactor | 18 | 32
| 832277 | TD-18b DC 24V 3P Contactor | 18 | 32
| 832284 | TD-18b DC 48V 3P Contactor | 18 | 32
| 832291 | TD-18b DC 60V 3P Contactor | 18 | 32
| 832307 | TD-18b DC 80V 3P Contactor | 18 | 32
| 832314 | TD-18b DC 100V 3P Contactor | 18 | 32
| 832321 | TD-18b DC 110V 3P Contactor | 18 | 32
| 832338 | TD-18b DC 125V 3P Contactor | 18 | 32
| 832345 | TD-18b DC 200V 3P Contactor | 18 | 32
| 832352 | TD-18b DC 250V 3P Contactor | 18 | 32
| 832369 | TD-18b DC 220V 3P Contactor | 18 | 32
TD-22b
| Item Code | Description | AC3 @ 415V AC (A) | AC1 (A)
| 832376 | TD-22b DC 12V 3P Contactor | 22 | 40
| 832383 | TD-22b DC 20V 3P Contactor | 22 | 40
| 832390 | TD-22b DC 24V 3P Contactor | 22 | 40
| 832406 | TD-22b DC 48V 3P Contactor | 22 | 40
| 832413 | TD-22b DC 60V 3P Contactor | 22 | 40
| 832420 | TD-22b DC 80V 3P Contactor | 22 | 40
| 832437 | TD-22b DC 100V 3P Contactor | 22 | 40
| 832444 | TD-22b DC 110V 3P Contactor | 22 | 40
| 832451 | TD-22b DC 125V 3P Contactor | 22 | 40
| 832468 | TD-22b DC 200V 3P Contactor | 22 | 40
| 832475 | TD-22b DC 250V 3P Contactor | 22 | 40
| 832482 | TD-22b DC 220V 3P Contactor | 22 | 40
TD-32a
| Item Code | Description | AC3 @ 415V AC (A) | AC1 (A)
| 814679 | TD-32a DC 12V 3P Contactor | 32 | 50
| 814686 | TD-32a DC 20V 3P Contactor | 32 | 50
| 814693 | TD-32a DC 24V 3P Contactor | 32 | 50
| 814709 | TD-32a DC 48V 3P Contactor | 32 | 50
| 814716 | TD-32a DC 60V 3P Contactor | 32 | 50
| 814723 | TD-32a DC 80V 3P Contactor | 32 | 50
| 814730 | TD-32a DC 100V 3P Contactor | 32 | 50
| 814747 | TD-32a DC 110V 3P Contactor | 32 | 50
| 814754 | TD-32a DC 125V 3P Contactor | 32 | 50
| 814761 | TD-32a DC 200V 3P Contactor | 32 | 50
| 814778 | TD-32a DC 220V 3P Contactor | 32 | 50
| 814785 | TD-32a DC 250V 3P Contactor | 32 | 50
CONTACTORS
3P Contactors DC
TD-40a
| Item Code | Description | AC3 @ 415V AC (A) | AC1 (A)
| 814945 | TD-40a DC 12V 3P Contactor | 40 | 60
| 814952 | TD-40a DC 20V 3P Contactor | 40 | 60
| 814969 | TD-40a DC 24V 3P Contactor | 40 | 60
| 814976 | TD-40a DC 48V 3P Contactor | 40 | 60
| 814983 | TD-40a DC 60V 3P Contactor | 40 | 60
| 814990 | TD-40a DC 80V 3P Contactor | 40 | 60
| 815003 | TD-40a DC 100V 3P Contactor | 40 | 60
| 815010 | TD-40a DC 110V 3P Contactor | 40 | 60
| 815027 | TD-40a DC 125V 3P Contactor | 40 | 60
| 815034 | TD-40a DC 200V 3P Contactor | 40 | 60
| 815041 | TD-40a DC 220V 3P Contactor | 40 | 60
| 815058 | TD-40a DC 250V 3P Contactor | 40 | 60
TD-50a
| Item Code | Description | AC3 @ 415V AC (A) | AC1 (A)
| 815218 | TD-50a DC 12V 3P Contactor | 50 | 70
| 815225 | TD-50a DC 20V 3P Contactor | 50 | 70
| 815232 | TD-50a DC 24V 3P Contactor | 50 | 70
| 815249 | TD-50a DC 48V 3P Contactor | 50 | 70
| 815256 | TD-50a DC 60V 3P Contactor | 50 | 70
| 815263 | TD-50a DC 80V 3P Contactor | 50 | 70
| 815270 | TD-50a DC 100V 3P Contactor | 50 | 70
| 815287 | TD-50a DC 110V 3P Contactor | 50 | 70
| 815294 | TD-50a DC 125V 3P Contactor | 50 | 70
| 815300 | TD-50a DC 200V 3P Contactor | 50 | 70
| 815317 | TD-50a DC 220V 3P Contactor | 50 | 70
| 815324 | TD-50a DC 250V 3P Contactor | 50 | 70
TD-65a
| Item Code | Description | AC3 @ 415V AC (A) | AC1 (A)
| 815485 | TD-65a DC 12V 3P Contactor | 65 | 100
| 815492 | TD-65a DC 20V 3P Contactor | 65 | 100
| 815508 | TD-65a DC 24V 3P Contactor | 65 | 100
| 815515 | TD-65a DC 48V 3P Contactor | 65 | 100
| 815522 | TD-65a DC 60V 3P Contactor | 65 | 100
| 815539 | TD-65a DC 80V 3P Contactor | 65 | 100
| 815546 | TD-65a DC 100V 3P Contactor | 65 | 100
| 815553 | TD-65a DC 110V 3P Contactor | 65 | 100
| 815560 | TD-65a DC 125V 3P Contactor | 65 | 100
| 815577 | TD-65a DC 200V 3P Contactor | 65 | 100
| 815584 | TD-65a DC 220V 3P Contactor | 65 | 100
| 815591 | TD-65a DC 250V 3P Contactor | 65 | 100
CONTACTORS
3P Contactors DC
TD-75a
| Item Code | Description | AC3 @ 415V AC (A) | AC1 (A)
| 815751 | TD-75a DC 12V 3P Contactor | 75 | 110
| 815768 | TD-75a DC 20V 3P Contactor | 75 | 110
| 815775 | TD-75a DC 24V 3P Contactor | 75 | 110
| 815782 | TD-75a DC 48V 3P Contactor | 75 | 110
| 815799 | TD-75a DC 60V 3P Contactor | 75 | 110
| 815805 | TD-75a DC 80V 3P Contactor | 75 | 110
| 815812 | TD-75a DC 100V 3P Contactor | 75 | 110
| 815829 | TD-75a DC 110V 3P Contactor | 75 | 110
| 815836 | TD-75a DC 125V 3P Contactor | 75 | 110
| 815843 | TD-75a DC 200V 3P Contactor | 75 | 110
| 815850 | TD-75a DC 220V 3P Contactor | 75 | 110
| 815867 | TD-75a DC 250V 3P Contactor | 75 | 110
TD-85a
| Item Code | Description | AC3 @ 415V AC (A) | AC1 (A)
| 816024 | TD-85a DC 12V 3P Contactor | 85 | 135
| 816031 | TD-85a DC 20V 3P Contactor | 85 | 135
| 816048 | TD-85a DC 24V 3P Contactor | 85 | 135
| 816055 | TD-85a DC 48V 3P Contactor | 85 | 135
| 816062 | TD-85a DC 60V 3P Contactor | 85 | 135
| 816079 | TD-85a DC 80V 3P Contactor | 85 | 135
| 816086 | TD-85a DC 100V 3P Contactor | 85 | 135
| 816093 | TD-85a DC 110V 3P Contactor | 85 | 135
| 816109 | TD-85a DC 125V 3P Contactor | 85 | 135
| 816116 | TD-85a DC 200V 3P Contactor | 85 | 135
| 816123 | TD-85a DC 220V 3P Contactor | 85 | 135
| 816130 | TD-85a DC 250V 3P Contactor | 85 | 135
TC-100a
| Item Code | Description | AC3 @ 415V AC (A) | AC1 (A)
| 816291 | TC-100a DC 12V 3P Contactor | 100 | 160
| 816307 | TC-100a DC 20V 3P Contactor | 100 | 160
| 816314 | TC-100a DC 24V 3P Contactor | 100 | 160
| 816321 | TC-100a DC 48V 3P Contactor | 100 | 160
| 816338 | TC-100a DC 60V 3P Contactor | 100 | 160
| 816345 | TC-100a DC 80V 3P Contactor | 100 | 160
| 816352 | TC-100a DC 100V 3P Contactor | 100 | 160
| 816369 | TC-100a DC 110V 3P Contactor | 100 | 160
| 816376 | TC-100a DC 125V 3P Contactor | 100 | 160
| 816383 | TC-100a DC 200V 3P Contactor | 100 | 160
| 816390 | TC-100a DC 220V 3P Contactor | 100 | 160
| 816406 | TC-100a DC 250V 3P Contactor | 100 | 160
CONTACTORS
3P Contactors DC
TD-130a
| Item Code | Description | AC3 @ 415V AC (A) | AC1 (A)
| 816482 | TD-130a DC 24V 3P Contactor | 130 | 160
| 816499 | TD-130a DC 48V 3P Contactor | 130 | 160
| 816505 | TD-130a DC 110V 3P Contactor | 130 | 160
| 816512 | TD-130a DC 220V 3P Contactor | 130 | 160
TD-150a
| Item Code | Description | AC3 @ 415V AC (A) | AC1 (A)
| 816598 | TD-150a DC 24V 3P Contactor | 150 | 210
| 816604 | TD-150a DC 48V 3P Contactor | 150 | 210
| 816611 | TD-150a DC 110V 3P Contactor | 150 | 210
| 816628 | TD-150a DC 220V 3P Contactor | 150 | 210
4P Contactors AC
TC-6a/4
| Item Code | Description | AC3 @ 415V AC (A) | AC1 (A)
| 817021 | TC-6a/4 AC 220V 4P Contactor | 7 | 25
| 817038 | TC-6a/4 AC 24V 4P Contactor | 7 | 25
| 817045 | TC-6a/4 AC 48V 4P Contactor | 7 | 25
| 817052 | TC-6a/4 AC 100V 4P Contactor | 7 | 25
| 817069 | TC-6a/4 AC 110V 4P Contactor | 7 | 25
| 817076 | TC-6a/4 AC 120V 4P Contactor | 7 | 25
| 817083 | TC-6a/4 AC 200V 4P Contactor | 7 | 25
| 817090 | TC-6a/4 AC 230V 4P Contactor | 7 | 25
| 817106 | TC-6a/4 AC 240V 4P Contactor | 7 | 25
| 817113 | TC-6a/4 AC 380V 4P Contactor | 7 | 25
| 817120 | TC-6a/4 AC 400V 4P Contactor | 7 | 25
| 817137 | TC-6a/4 AC 415V 4P Contactor | 7 | 25
| 817144 | TC-6a/4 AC 440V 4P Contactor | 7 | 25
| 817151 | TC-6a/4 AC 500V 4P Contactor | 7 | 25
| 817168 | TC-6a/4 AC 550V 4P Contactor | 7 | 25
CONTACTORS
4P Contactors AC
TC-9a/4
| Item Code | Description | AC3 @ 415V AC (A) | AC1 (A)
| 817298 | TC-9a/4 AC 220V 4P Contactor | 9 | 25
| 817304 | TC-9a/4 AC 24V 4P Contactor | 9 | 25
| 817311 | TC-9a/4 AC 48V 4P Contactor | 9 | 25
| 817328 | TC-9a/4 AC 100V 4P Contactor | 9 | 25
| 817335 | TC-9a/4 AC 110V 4P Contactor | 9 | 25
| 817342 | TC-9a/4 AC 120V 4P Contactor | 9 | 25
| 817359 | TC-9a/4 AC 200V 4P Contactor | 9 | 25
| 817366 | TC-9a/4 AC 230V 4P Contactor | 9 | 25
| 817373 | TC-9a/4 AC 240V 4P Contactor | 9 | 25
| 817380 | TC-9a/4 AC 380V 4P Contactor | 9 | 25
| 817397 | TC-9a/4 AC 400V 4P Contactor | 9 | 25
| 817403 | TC-9a/4 AC 415V 4P Contactor | 9 | 25
| 817410 | TC-9a/4 AC 440V 4P Contactor | 9 | 25
| 817427 | TC-9a/4 AC 500V 4P Contactor | 9 | 25
| 817434 | TC-9a/4 AC 550V 4P Contactor | 9 | 25
TC-12a/4
| Item Code | Description | AC3 @ 415V AC (A) | AC1 (A)
| 817564 | TC-12a/4 AC220V 4P Contactor | 12 | 25
| 817571 | TC-12a/4 AC 24V 4P Contactor | 12 | 25
| 817588 | TC-12a/4 AC 48V 4P Contactor | 12 | 25
| 817595 | TC-12a/4 AC100V 4P Contactor | 12 | 25
| 817601 | TC-12a/4 AC110V 4P Contactor | 12 | 25
| 817618 | TC-12a/4 AC120V 4P Contactor | 12 | 25
| 817625 | TC-12a/4 AC200V 4P Contactor | 12 | 25
| 817632 | TC-12a/4 AC230V 4P Contactor | 12 | 25
| 817649 | TC-12a/4 AC240V 4P Contactor | 12 | 25
| 817656 | TC-12a/4 AC380V 4P Contactor | 12 | 25
| 817663 | TC-12a/4 AC400V 4P Contactor | 12 | 25
| 817670 | TC-12a/4 AC415V 4P Contactor | 12 | 25
| 817687 | TC-12a/4 AC440V 4P Contactor | 12 | 25
| 817694 | TC-12a/4 AC500V 4P Contactor | 12 | 25
| 817700 | TC-12a/4 AC550V 4P Contactor | 12 | 25
CONTACTORS
4P Contactors AC
TC-18a/4
| Item Code | Description | AC3 @ 415V AC (A) | AC1 (A)
| 817830 | TC-18a/4 AC220V 4P Contactor | 18 | 40
| 817847 | TC-18a/4 AC 24V 4P Contactor | 18 | 40
| 817854 | TC-18a/4 AC 48V 4P Contactor | 18 | 40
| 817861 | TC-18a/4 AC100V 4P Contactor | 18 | 40
| 817878 | TC-18a/4 AC110V 4P Contactor | 18 | 40
| 817885 | TC-18a/4 AC120V 4P Contactor | 18 | 40
| 817892 | TC-18a/4 AC200V 4P Contactor | 18 | 40
| 817908 | TC-18a/4 AC230V 4P Contactor | 18 | 40
| 817915 | TC-18a/4 AC240V 4P Contactor | 18 | 40
| 817922 | TC-18a/4 AC380V 4P Contactor | 18 | 40
| 817939 | TC-18a/4 AC400V 4P Contactor | 18 | 40
| 817946 | TC-18a/4 AC415V 4P Contactor | 18 | 40
| 817953 | TC-18a/4 AC440V 4P Contactor | 18 | 40
| 817960 | TC-18a/4 AC500V 4P Contactor | 18 | 40
| 817977 | TC-18a/4 AC550V 4P Contactor | 18 | 40
TC-22a/4
| Item Code | Description | AC3 @ 415V AC (A) | AC1 (A)
| 818103 | TC-22a/4 AC220V 4P Contactor | 22 | 40
| 818110 | TC-22a/4 AC 24V 4P Contactor | 22 | 40
| 818127 | TC-22a/4 AC 48V 4P Contactor | 22 | 40
| 818134 | TC-22a/4 AC100V 4P Contactor | 22 | 40
| 818141 | TC-22a/4 AC110V 4P Contactor | 22 | 40
| 818158 | TC-22a/4 AC200V 4P Contactor | 22 | 40
| 818165 | TC-22a/4 AC230V 4P Contactor | 22 | 40
| 818172 | TC-22a/4 AC240V 4P Contactor | 22 | 40
| 818189 | TC-22a/4 AC380V 4P Contactor | 22 | 40
| 818196 | TC-22a/4 AC400V 4P Contactor | 22 | 40
| 818202 | TC-22a/4 AC415V 4P Contactor | 22 | 40
| 818219 | TC-22a/4 AC440V 4P Contactor | 22 | 40
| 818226 | TC-22a/4 AC500V 4P Contactor | 22 | 40
| 818233 | TC-22a/4 AC550V 4P Contactor | 22 | 40
CONTACTORS
4P Contactors AC
TC-32a/4
| Item Code | Description | AC3 @ 415V AC (A) | AC1 (A)
| 818363 | TC-32a/4 AC 220V 4P Contactor | 32 | 50
| 818370 | TC-32a/4 AC 24V 4P Contactor | 32 | 50
| 818387 | TC-32a/4 AC 48V 4P Contactor | 32 | 50
| 818394 | TC-32a/4 AC100V 4P Contactor | 32 | 50
| 818400 | TC-32a/4 AC110V 4P Contactor | 32 | 50
| 818417 | TC-32a/4 AC200V 4P Contactor | 32 | 50
| 818424 | TC-32a/4 AC230V 4P Contactor | 32 | 50
| 818431 | TC-32a/4 AC240V 4P Contactor | 32 | 50
| 818448 | TC-32a/4 AC380V 4P Contactor | 32 | 50
| 818455 | TC-32a/4 AC400V 4P Contactor | 32 | 50
| 818462 | TC-32a/4 AC415V 4P Contactor | 32 | 50
| 818479 | TC-32a/4 AC440V 4P Contactor | 32 | 50
| 818486 | TC-32a/4 AC500V 4P Contactor | 32 | 50
| 818493 | TC-32a/4 AC550V 4P Contactor | 32 | 50
TC-40a/4
| Item Code | Description | AC3 @ 415V AC (A) | AC1 (A)
| 818622 | TC-40a/4 AC220V 4P Contactor | 40 | 60
| 818639 | TC-40a/4 AC 24V 4P Contactor | 40 | 60
| 818646 | TC-40a/4 AC 48V 4P Contactor | 40 | 60
| 818653 | TC-40a/4 AC100V 4P Contactor | 40 | 60
| 818660 | TC-40a/4 AC110V 4P Contactor | 40 | 60
| 818677 | TC-40a/4 AC200V 4P Contactor | 40 | 60
| 818684 | TC-40a/4 AC230V 4P Contactor | 40 | 60
| 818691 | TC-40a/4 AC240V 4P Contactor | 40 | 60
| 818707 | TC-40a/4 AC380V 4P Contactor | 40 | 60
| 818714 | TC-40a/4 AC400V 4P Contactor | 40 | 60
| 818721 | TC-40a/4 AC415V 4P Contactor | 40 | 60
| 818738 | TC-40a/4 AC440V 4P Contactor | 40 | 60
| 818745 | TC-40a/4 AC500V 4P Contactor | 40 | 60
| 818752 | TC-40a/4 AC550V 4P Contactor | 40 | 60
CONTACTORS
4P Contactors AC
TC-50a/4
| Item Code | Description | AC3 @ 415V AC (A) | AC1 (A)
| 818882 | TC-50a/4 AC220V 4P Contactor | 50 | 80
| 818899 | TC-50a/4 AC24V 4P Contactor | 50 | 80
| 818905 | TC-50a/4 AC48V 4P Contactor | 50 | 80
| 818912 | TC-50a/4 AC110V 4P Contactor | 50 | 80
| 818929 | TC-50a/4 AC120V 4P Contactor | 50 | 80
| 818936 | TC-50a/4 AC230V 4P Contactor | 50 | 80
| 818943 | TC-50a/4 AC240V 4P Contactor | 50 | 80
| 818950 | TC-50a/4 AC380V 4P Contactor | 50 | 80
| 818967 | TC-50a/4 AC400V 4P Contactor | 50 | 80
| 818974 | TC-50a/4 AC415V 4P Contactor | 50 | 80
| 818981 | TC-50a/4 AC440V 4P Contactor | 50 | 80
| 818998 | TC-50a/4 AC500V 4P Contactor | 50 | 80
| 819001 | TC-50a/4 AC550V 4P Contactor | 50 | 80
TC-65a/4
| Item Code | Description | AC3 @ 415V AC (A) | AC1 (A)
| 819131 | TC-65a/4 AC220V 4P Contactor | 65 | 100
| 819148 | TC-65a/4 AC 24V 4P Contactor | 65 | 100
| 819155 | TC-65a/4 AC 48V 4P Contactor | 65 | 100
| 819162 | TC-65a/4 AC110V 4P Contactor | 65 | 100
| 819179 | TC-65a/4 AC120V 4P Contactor | 65 | 100
| 819186 | TC-65a/4 AC230V 4P Contactor | 65 | 100
| 819193 | TC-65a/4 AC240V 4P Contactor | 65 | 100
| 819209 | TC-65a/4 AC380V 4P Contactor | 65 | 100
| 819216 | TC-65a/4 AC400V 4P Contactor | 65 | 100
| 819223 | TC-65a/4 AC415V 4P Contactor | 65 | 100
| 819230 | TC-65a/4 AC440V 4P Contactor | 65 | 100
| 819247 | TC-65a/4 AC500V 4P Contactor | 65 | 100
| 819254 | TC-65a/4 AC550V 4P Contactor | 65 | 100
CONTACTORS
4P Contactors AC
TC-75a/4
| Item Code | Description | AC3 @ 415V AC (A) | AC1 (A)
| 819384 | TC-75a/4 AC220V 4P Contactor | 75 | 110
| 819391 | TC-75a/4 AC 24V 4P Contactor | 75 | 110
| 819407 | TC-75a/4 AC 48V 4P Contactor | 75 | 110
| 819414 | TC-75a/4 AC110V 4P Contactor | 75 | 110
| 819421 | TC-75a/4 AC120V 4P Contactor | 75 | 110
| 819438 | TC-75a/4 AC230V 4P Contactor | 75 | 110
| 819445 | TC-75a/4 AC240V 4P Contactor | 75 | 110
| 819452 | TC-75a/4 AC380V 4P Contactor | 75 | 110
| 819469 | TC-75a/4 AC400V 4P Contactor | 75 | 110
| 819476 | TC-75a/4 AC415V 4P Contactor | 75 | 110
| 819483 | TC-75a/4 AC440V 4P Contactor | 75 | 110
| 819490 | TC-75a/4 AC500V 4P Contactor | 75 | 110
| 819506 | TC-75a/4 AC550V 4P Contactor | 75 | 110
TC-85a/4
| Item Code | Description | AC3 @ 415V AC (A) | AC1 (A)
| 819636 | TC-85a/4 AC220V 4P Contactor | 85 | 135
| 819643 | TC-85a/4 AC 24V 4P Contactor | 85 | 135
| 819650 | TC-85a/4 AC 48V 4P Contactor | 85 | 135
| 819667 | TC-85a/4 AC110V 4P Contactor | 85 | 135
| 819674 | TC-85a/4 AC120V 4P Contactor | 85 | 135
| 819681 | TC-85a/4 AC230V 4P Contactor | 85 | 135
| 819698 | TC-85a/4 AC240V 4P Contactor | 85 | 135
| 819704 | TC-85a/4 AC380V 4P Contactor | 85 | 135
| 819711 | TC-85a/4 AC400V 4P Contactor | 85 | 135
| 819728 | TC-85a/4 AC415V 4P Contactor | 85 | 135
| 819735 | TC-85a/4 AC440V 4P Contactor | 85 | 135
| 819742 | TC-85a/4 AC500V 4P Contactor | 85 | 135
| 819759 | TC-85a/4 AC550V 4P Contactor | 85 | 135
TC-100a/4
| Item Code | Description | AC3 @ 415V AC (A) | AC1 (A)
| 819889 | TC-100a/4 AC/DC 100-240/100-220V 4P | 105 | 150
| 819896 | TC-100a/4 AC/DC 24V 4PContactor | 105 | 150
| 819902 | TC-100a/4 AC/DC 48V 4PContactor | 105 | 150
| 819919 | TC-100a/4 AC 300V 4P Contactor | 105 | 150
| 819926 | TC-100a/4 AC 400V 4P Contactor | 105 | 150
| 819933 | TC-100a/4 AC 500V 4P Contactor | 105 | 150
CONTACTORS
4P Contactors with AC or DC coils
TC-130a/4
| Item Code | Description | AC3 @ 415V AC (A) | AC1 (A)
| 819940 | TC-130a/4 AC/DC 100-240/100-220V 4P | 120 | 155
| 819957 | TC-130a/4 AC/DC24V4P Contactor | 120 | 155
| 819964 | TC-130a/4 AC/DC48V4P Contactor | 120 | 155
| 819971 | TC-130a/4 AC 300V 4P Contactor | 120 | 155
| 819988 | TC-130a/4 AC 400V 4P Contactor | 120 | 155
| 819995 | TC-130a/4 AC 500V 4P Contactor | 120 | 155
TC-150a/4
| Item Code | Description | AC3 @ 415V AC (A) | AC1 (A)
| 820007 | TC-150a/4 AC/DC 100-240/100-220V 4P | 150 | 200
| 820014 | TC-150a/4 AC/DC24V 4PContactor | 150 | 200
| 820021 | TC-150a/4 AC/DC48V 4PContactor | 150 | 200
| 820038 | TC-150a/4 AC 300V 4P Contactor | 150 | 200
| 820045 | TC-150a/4 AC 400V 4P Contactor | 150 | 200
| 820052 | TC-150a/4 AC 500V 4P Contactor | 150 | 200
TC-185a/4
| Item Code | Description | AC3 @ 415V AC (A) | AC1 (A)
| 820069 | TC-185a/4 AC/DC 100-240/100-220V 4P | 185 | 230
| 820076 | TC-185a/4 AC/DC24V 4PContactor | 185 | 230
| 820083 | TC-185a/4 AC/DC48V 4PContactor | 185 | 230
| 820090 | TC-185a/4 AC 300V 4P Contactor | 185 | 230
| 820106 | TC-185a/4 AC 400V 4P Contactor | 185 | 230
| 820113 | TC-185a/4 AC 500V 4P Contactor | 185 | 230
TC-225a/4
| Item Code | Description | AC3 @ 415V AC (A) | AC1 (A)
| 820120 | TC-225a/4 AC/DC 100-240/100-220V 4P | 225 | 260
| 820137 | TC-225a/4 AC/DC24V 4PContactor | 225 | 260
| 820144 | TC-225a/4 AC/DC48V 4PContactor | 225 | 260
| 820151 | TC-225a/4 AC 300V 4P Contactor | 225 | 260
| 820168 | TC-225a/4 AC 400V 4P Contactor | 225 | 260
| 820175 | TC-225a/4 AC 500V 4P Contactor | 225 | 260
TC-265a/4
| Item Code | Description | AC3 @ 415V AC (A) | AC1 (A)
| 820182 | TC-265a/4 AC/DC 100-240/100-220V 4P | 265 | 300
| 820199 | TC-265a/4 AC 300V 4P Contactor | 265 | 300
| 820205 | TC-265a/4 AC 400V 4P Contactor | 265 | 300
| 820212 | TC-265a/4 AC 500V 4P Contactor | 265 | 300
CONTACTORS
4P Contactors with AC or DC coils
TC330a/4
| Item Code | Description | AC3 @ 415V AC (A) | AC1 (A)
| 820229 | TC-330a/4 AC/DC 100-240/100-220V 4P | 330 | 350
| 820236 | TC-330a/4 AC 300V 4P Contactor | 330 | 350
| 820243 | TC-330a/4 AC 400V 4P Contactor | 330 | 350
| 820250 | TC-330a/4 AC 500V 4P Contactor | 330 | 350
TC-400a/4
| Item Code | Description | AC3 @ 415V AC (A) | AC1 (A)
| 820267 | TC-400a/4 AC/DC 100-240/100-220V 4P | 400 | 420
| 820274 | TC-400a/4 AC 300V 4P Contactor | 400 | 420
| 820281 | TC-400a/4 AC 400V 4P Contactor | 400 | 420
| 820298 | TC-400a/4 AC 500V 4P Contactor | 400 | 420
TC-500a/4
| Item Code | Description | AC3 @ 415V AC (A) | AC1 (A)
| 820304 | TC-500a/4 AC/DC 200V 4P | 500 | 630
| 820311 | TC-500a/4 AC/DC 100V 4P | 500 | 630
| 820328 | TC-500a/4 AC 300V 4P Contactor | 500 | 630
| 820335 | TC-500a/4 AC 400V 4P Contactor | 500 | 630
| 820342 | TC-500a/4 AC 500V 4P Contactor | 500 | 630
TC-630a/4
| Item Code | Description | AC3 @ 415V AC (A) | AC1 (A)
| 820359 | TC-630a/4 AC/DC 200V 4P | 630 | 660
| 820366 | TC-630a/4 AC/DC 100V 4P | 630 | 660
| 820373 | TC-630a/4 AC 300V 4P Contactor | 630 | 660
| 820380 | TC-630a/4 AC 400V 4P Contactor | 630 | 660
| 820397 | TC-630a/4 AC 500V 4P Contactor | 630 | 660
TC-800a/4
| Item Code | Description | AC3 @ 415V AC (A) | AC1 (A)
| 820403 | TC-800a/4 AC/DC 200V 4P | 800 | 800
| 820410 | TC-800a/4 AC/DC 100V 4P | 800 | 800
| 820427 | TC-800a/4 AC 300V 4P Contactor | 800 | 800
| 820434 | TC-800a/4 AC 400V 4P Contactor | 800 | 800
| 820441 | TC-800a/4 AC 500V 4P Contactor | 800 | 800
CONTACTORS
4P Contactors DC
TD-6a/4
| Item Code | Description | AC3 @ 415V AC (A) | AC1 (A)
| 832499 | TD-6a/4 DC 110V 4P Contactor | 7 | 25
| 832505 | TD-6a/4 DC 12V 4P Contactor | 7 | 25
| 832512 | TD-6a/4 DC 20V 4P Contactor | 7 | 25
| 832529 | TD-6a/4 DC 24V 4P Contactor | 7 | 25
| 832536 | TD-6a/4 DC 48V 4P Contactor | 7 | 25
| 832543 | TD-6a/4 DC 60V 4P Contactor | 7 | 25
| 832550 | TD-6a/4 DC 80V 4P Contactor | 7 | 25
| 832567 | TD-6a/4 DC 100V 4P Contactor | 7 | 25
| 832574 | TD-6a/4 DC 125V 4P Contactor | 7 | 25
| 832581 | TD-6a/4 DC200V 4P Contactor | 7 | 25
| 832598 | TD-6a/4 DC 220V 4P Contactor | 7 | 25
| 832604 | TD-6a/4 DC 250V 4P Contactor | 7 | 25
TD-9a/4
| Item Code | Description | AC3 @ 415V AC (A) | AC1 (A)
| 832611 | TD-9a/4 DC 110V 4P Contactor | 9 | 25
| 832628 | TD-9a/4 DC 12V 4P Contactor | 9 | 25
| 832635 | TD-9a/4 DC 20V 4P Contactor | 9 | 25
| 832642 | TD-9a/4 DC 24V 4P Contactor | 9 | 25
| 832659 | TD-9a/4 DC 48V 4P Contactor | 9 | 25
| 832666 | TD-9a/4 DC 60V 4P Contactor | 9 | 25
| 832673 | TD-9a/4 DC 80V 4P Contactor | 9 | 25
| 832680 | TD-9a/4 DC 100V 4P Contactor | 9 | 25
| 832697 | TD-9a/4 DC 125V 4P Contactor | 9 | 25
| 832703 | TD-9a/4 DC 200V 4P Contactor | 9 | 25
| 832710 | TD-9a/4 DC 220V 4P Contactor | 9 | 25
| 832727 | TD-9a/4 DC 250V 4P Contactor | 9 | 25
TD-12a/4
| Item Code | Description | AC3 @ 415V AC (A) | AC1 (A)
| 832734 | TD-12a/4 DC110V 4P Contactor | 12 | 25
| 832741 | TD-12a/4 DC 12V 4P Contactor | 12 | 25
| 832758 | TD-12a/4 DC 20V 4P Contactor | 12 | 25
| 832765 | TD-12a/4 DC 24V 4P Contactor | 12 | 25
| 832772 | TD-12a/4 DC 48V 4P Contactor | 12 | 25
| 832789 | TD-12a/4 DC 60V 4P Contactor | 12 | 25
| 832796 | TD-12a/4 DC 80V 4P Contactor | 12 | 25
| 832802 | TD-12a/4 DC100V 4P Contactor | 12 | 25
| 832819 | TD-12a/4 DC125V 4P Contactor | 12 | 25
| 832826 | TD-12a/4 DC200V 4P Contactor | 12 | 25
| 832833 | TD-12a/4 DC220V 4P Contactor | 12 | 25
| 832840 | TD-12a/4 DC250V 4P Contactor | 12 | 25
CONTACTORS
4P Contactors DC
TD-18a/4
| Item Code | Description | AC3 @ 415V AC (A) | AC1 (A)
| 832857 | TD-18a/4 DC110V 4P Contactor | 18 | 40
| 832864 | TD-18a/4 DC 12V 4P Contactor | 18 | 40
| 832871 | TD-18a/4 DC 20V 4P Contactor | 18 | 40
| 832888 | TD-18a/4 DC 24V 4P Contactor | 18 | 40
| 832895 | TD-18a/4 DC 48V 4P Contactor | 18 | 40
| 832901 | TD-18a/4 DC 60V 4P Contactor | 18 | 40
| 832918 | TD-18a/4 DC 80V 4P Contactor | 18 | 40
| 832925 | TD-18a/4 DC100V 4P Contactor | 18 | 40
| 832932 | TD-18a/4 DC125V 4P Contactor | 18 | 40
| 832949 | TD-18a/4 DC200V 4P Contactor | 18 | 40
| 832956 | TD-18a/4 DC220V 4P Contactor | 18 | 40
| 832963 | TD-18a/4 DC250V 4P Contactor | 18 | 40
TD-22a/4
| Item Code | Description | AC3 @ 415V AC (A) | AC1 (A)
| 818240 | TD-22a/4 DC110V 4P Contactor | 22 | 40
| 818257 | TD-22a/4 DC 12V 4P Contactor | 22 | 40
| 818264 | TD-22a/4 DC 20V 4P Contactor | 22 | 40
| 818271 | TD-22a/4 DC 24V 4P Contactor | 22 | 40
| 818288 | TD-22a/4 DC 48V 4P Contactor | 22 | 40
| 818295 | TD-22a/4 DC 60V 4P Contactor | 22 | 40
| 818301 | TD-22a/4 DC 80V 4P Contactor | 22 | 40
| 818318 | TD-22a/4 DC100V 4P Contactor | 22 | 40
| 818325 | TD-22a/4 DC125V 4P Contactor | 22 | 40
| 818332 | TD-22a/4 DC200V 4P Contactor | 22 | 40
| 818349 | TD-22a/4 DC220V 4P Contactor | 22 | 40
| 818356 | TD-22a/4 DC250V 4P Contactor | 22 | 40
TD-32a/4
| Item Code | Description | AC3 @ 415V AC (A) | AC1 (A)
| 818509 | TD-32a/4 DC110V 4P Contactor | 32 | 50
| 818516 | TD-32a/4 DC 12V 4P Contactor | 32 | 50
| 818523 | TD-32a/4 DC 20V 4P Contactor | 32 | 50
| 818530 | TD-32a/4 DC 24V 4P Contactor | 32 | 50
| 818547 | TD-32a/4 DC 48V 4P Contactor | 32 | 50
| 818554 | TD-32a/4 DC 60V 4P Contactor | 32 | 50
| 818561 | TD-32a/4 DC 80V 4P Contactor | 32 | 50
| 818578 | TD-32a/4 DC100V 4P Contactor | 32 | 50
| 818585 | TD-32a/4 DC125V 4P Contactor | 32 | 50
| 818592 | TD-32a/4 DC200V 4P Contactor | 32 | 50
| 818608 | TD-32a/4 DC220V 4P Contactor | 32 | 50
| 818615 | TD-32a/4 DC250V 4P Contactor | 32 | 50
CONTACTORS
4P Contactors DC
TD-40a/4
| Item Code | Description | AC3 @ 415V AC (A) | AC1 (A)
| 818769 | TD-40a/4 DC110V 4P Contactor | 40 | 60
| 818776 | TD-40a/4 DC 12V 4P Contactor | 40 | 60
| 818783 | TD-40a/4 DC 20V 4P Contactor | 40 | 60
| 818790 | TD-40a/4 DC 24V 4P Contactor | 40 | 60
| 818806 | TD-40a/4 DC 48V 4P Contactor | 40 | 60
| 818813 | TD-40a/4 DC 60V 4P Contactor | 40 | 60
| 818820 | TD-40a/4 DC 80V 4P Contactor | 40 | 60
| 818837 | TD-40a/4 DC100V 4P Contactor | 40 | 60
| 818844 | TD-40a/4 DC125V 4P Contactor | 40 | 60
| 818851 | TD-40a/4 DC200V 4P Contactor | 40 | 60
| 818868 | TD-40a/4 DC220V 4P Contactor | 40 | 60
| 818875 | TD-40a/4 DC250V 4P Contactor | 40 | 60
TD-50a/4
| Item Code | Description | AC3 @ 415V AC (A) | AC1 (A)
| 819018 | TD-50a/4 DC110V 4P Contactor | 50 | 80
| 819025 | TD-50a/4 DC 12V 4P Contactor | 50 | 80
| 819032 | TD-50a/4 DC 20V 4P Contactor | 50 | 80
| 819049 | TD-50a/4 DC 24V 4P Contactor | 50 | 80
| 819056 | TD-50a/4 DC 48V 4P Contactor | 50 | 80
| 819063 | TD-50a/4 DC 60V 4P Contactor | 50 | 80
| 819070 | TD-50a/4 DC 80V 4P Contactor | 50 | 80
| 819087 | TD-50a/4 DC 100V 4P Contactor | 50 | 80
| 819094 | TD-50a/4 DC 125V 4P Contactor | 50 | 80
| 819100 | TD-50a/4 DC 200V 4P Contactor | 50 | 80
| 819117 | TD-50a/4 DC 220V 4P Contactor | 50 | 80
| 819124 | TD-50a/4 DC 250V 4P Contactor | 50 | 80
TD-65a/4
| Item Code | Description | AC3 @ 415V AC (A) | AC1 (A)
| 819261 | TD-65a/4 DC 110V 4P Contactor | 65 | 100
| 819278 | TD-65a/4 DC 12V 4P Contactor | 65 | 100
| 819285 | TD-65a/4 DC 20V 4P Contactor | 65 | 100
| 819292 | TD-65a/4 DC 24V 4P Contactor | 65 | 100
| 819308 | TD-65a/4 DC 48V 4P Contactor | 65 | 100
| 819315 | TD-65a/4 DC 60V 4P Contactor | 65 | 100
| 819322 | TD-65a/4 DC 80V 4P Contactor | 65 | 100
| 819339 | TD-65a/4 DC 100V 4P Contactor | 65 | 100
| 819346 | TD-65a/4 DC 125V 4P Contactor | 65 | 100
| 819353 | TD-65a/4 DC 200V 4P Contactor | 65 | 100
| 819360 | TD-65a/4 DC 220V 4P Contactor | 65 | 100
| 819377 | TD-65a/4 DC 250V 4P Contactor | 65 | 100
CONTACTORS
4P Contactors DC
TD-75a/4
| Item Code | Description | AC3 @ 415V AC (A) | AC1 (A) | Price
| 819513 | TD-75a/4 DC 110V 4P Contactor | 75 | 110 | 467.52
| 819520 | TD-75a/4 DC 12V 4P Contactor | 75 | 110 | 467.52
| 819537 | TD-75a/4 DC 20V 4P Contactor | 75 | 110 | 467.52
| 819544 | TD-75a/4 DC 24V 4P Contactor | 75 | 110 | 467.52
| 819551 | TD-75a/4 DC 48V 4P Contactor | 75 | 110 | 467.52
| 819568 | TD-75a/4 DC 60V 4P Contactor | 75 | 110 | 467.52
| 819575 | TD-75a/4 DC 80V 4P Contactor | 75 | 110 | 467.52
| 819582 | TD-75a/4 DC 100V 4P Contactor | 75 | 110 | 467.52
| 819599 | TD-75a/4 DC 125V 4P Contactor | 75 | 110 | 467.52
| 819605 | TD-75a/4 DC 200V 4P Contactor | 75 | 110 | 467.52
| 819612 | TD-75a/4 DC 220V 4P Contactor | 75 | 110 | 467.52
| 819629 | TD-75a/4 DC 250V 4P Contactor | 75 | 110 | 467.52
TD-85a/4
| Item Code | Description | AC3 @ 415V AC (A) | AC1 (A) | Price
| 819766 | TD-85a/4 DC 110V 4P Contactor | 85 | 135 | 470.72
| 819773 | TD-85a/4 DC 12V 4P Contactor | 85 | 135 | 470.72
| 819780 | TD-85a/4 DC 20V 4P Contactor | 85 | 135 | 470.72
| 819797 | TD-85a/4 DC 24V 4P Contactor | 85 | 135 | 470.72
| 819803 | TD-85a/4 DC 48V 4P Contactor | 85 | 135 | 470.72
| 819810 | TD-85a/4 DC 60V 4P Contactor | 85 | 135 | 470.72
| 819827 | TD-85a/4 DC 80V 4P Contactor | 85 | 135 | 470.72
| 819834 | TD-85a/4 DC 100V 4P Contactor | 85 | 135 | 470.72
| 819841 | TD-85a/4 DC 125V 4P Contactor | 85 | 135 | 470.72
| 819858 | TD-85a/4 DC 200V 4P Contactor | 85 | 135 | 470.72
| 819865 | TD-85a/4 DC 220V 4P Contactor | 85 | 135 | 470.72
| 819872 | TD-85a/4 DC 250V 4P Contactor | 85 | 135 | 470.72
CONTACTORS
Thermal Overload Relays
| Item | Description | Applied | Price
| Code |  | Contactors
| 820458 | TK-32a 0.1 ~ 0.16A Thermal O/L Relay |  | 37.4
| 820465 | TK-32a 0.16 ~ 0.25A Thermal O/L Relay |  | 37.4
| 820472 | TK-32a 0.25 ~ 0.4A Thermal O/L Relay |  | 37.4
| 820489 | TK-32a 0.4 ~ 0.63A Thermal O/L Relay |  | 37.4
| 820496 | TK-32a 0.63 ~ 1A Thermal O/L Relay |  | 37.4
| 820502 | TK-32a 1 ~ 1.6A Thermal O/L Relay |  | 37.4
| 820519 | TK-32a 1.6 ~ 2.5A Thermal O/L Relay |  | 37.4
| 820526 | TK-32a 2.5 ~ 4A Thermal O/L Relay | TC(D) 9-40 | 37.4
| 820533 | TK-32a 4 ~ 6A Thermal O/L Relay |  | 37.4
| 820540 | TK-32a 5 ~ 8A Thermal O/L Relay |  | 37.4
| 820557 | TK-32a 6 ~ 9A Thermal O/L Relay |  | 37.4
| 820564 | TK-32a 7 ~ 10A Thermal O/L Relay |  | 37.4
| 820571 | TK-32a 9 ~ 13A Thermal O/L Relay |  | 37.4
| 820588 | TK-32a 12 ~ 18A Thermal O/L Relay |  | 37.4
| 820595 | TK-32a 16 ~ 22A Thermal O/L Relay |  | 37.4
| 820601 | TK-32a 18 ~ 25A Thermal O/L Relay |  | 37.4
| 820618 | TK-32a 22 ~ 32A Thermal O/L Relay |  | 37.4
| 820625 | TK-32a 34A Thermal O/L Relay |  | 37.4
| 820632 | TK-63a 4 ~ 6A Thermal O/L Relay |  | 64.12
| 820649 | TK-63a 5 ~ 8A Thermal O/L Relay |  | 64.12
| 820656 | TK-63a 6 ~ 9A Thermal O/L Relay |  | 64.12
| 820663 | TK-63a 7 ~ 10A Thermal O/L Relay |  | 64.12
| 820670 | TK-63a 9 ~ 13A Thermal O/L Relay |  | 64.12
| 820687 | TK-63a 12 ~ 18A Thermal O/L Relay |  | 64.12
| 820694 | TK-63a 16 ~ 22A Thermal O/L Relay |  | 64.12
| 820700 | TK-63a 18 ~ 25A Thermal O/L Relay | TC(D) 50-63 | 64.12
| 820717 | TK-63a 24 ~ 36A Thermal O/L Relay |  | 64.12
| 820724 | TK-63a 28 ~ 40A Thermal O/L Relay |  | 64.12
| 820731 | TK-63a 34 ~ 50A Thermal O/L Relay |  | 64.12
| 820748 | TK-63a 45 ~ 65A Thermal O/L Relay |  | 64.12
| 820755 | TK-95a 7 ~ 10A Thermal O/L Relay |  | 109.19
| 820762 | TK-95a 9 ~ 13A Thermal O/L Relay |  | 109.19
| 820779 | TK-95a 12 ~ 18A Thermal O/L Relay |  | 109.19
| 820786 | TK-95a 16 ~ 22A Thermal O/L Relay |  | 109.19
| 820793 | TK-95a 18 ~ 25A Thermal O/L Relay |  | 109.19
| 820809 | TK-95a 24 ~ 36A Thermal O/L Relay | TC 75-100 | 109.19
| 820816 | TK-95a 28 ~ 40A Thermal O/L Relay |  | 109.19
| 820823 | TK-95a 34 ~ 50A Thermal O/L Relay |  | 109.19
| 820830 | TK-95a 45 ~ 65A Thermal O/L Relay |  | 109.19
| 820847 | TK-95a 54 ~ 75A Thermal O/L Relay |  | 109.19
| 820854 | TK-95a 63 ~ 85A Thermal O/L Relay |  | 109.19
| 820861 | TK-95a 70 ~ 95A Thermal O/L Relay |  | 109.19
| 820878 | TK-95a 80 ~ 100A Thermal O/L Relay |  | 109.19
| 820885 | TK-150a 34 ~ 50A Thermal O/L Relay |  | 253.81
| 820892 | TK-150a 45 ~ 65A Thermal O/L Relay |  | 253.81
| 820908 | TK-150a 54 ~ 75A Thermal O/L Relay | TC 130-150 | 253.81
| 820915 | TK-150a 63 ~ 85A Thermal O/L Relay |  | 253.81
| 820922 | TK-150a 80 ~ 105A Thermal O/L Relay |  | 253.81
| 820939 | TK-150a 95 ~ 130A Thermal O/L Relay |  | 253.81
| 820946 | TK-150a 110 ~ 150A Thermal O/L Relay |  | 253.81
CONTACTORS
Thermal Overload Relays
| Item | Description | Applied | Price
| Code |  | Contactors
| 820953 | TK-225a 65 ~ 100A Thermal O/L Relay |  | 267.16
| 820960 | TK-225a 85 ~ 125A Thermal O/L Relay |  | 267.16
| 820977 | TK-225a 100 ~ 160A Thermal O/L Relay | TC 185-225 | 267.16
| 820984 | TK-225a 120 ~ 185A Thermal O/L Relay |  | 267.16
| 820991 | TK-225a 160 ~ 240A Thermal O/L Relay |  | 267.16
| 821004 | TK-400a 80 ~ 125A Thermal O/L Relay |  | 385.32
| 821011 | TK-400a 100 ~ 160A Thermal O/L Relay |  | 385.32
| 821028 | TK-400a 120 ~ 185A Thermal O/L Relay | TC 265-400 | 385.32
| 821035 | TK-400a 160 ~ 240A Thermal O/L Relay |  | 385.32
| 821042 | TK-400a 200 ~ 330A Thermal O/L Relay |  | 385.32
| 821059 | TK-400a 260 ~ 400A Thermal O/L Relay |  | 385.32
| 821066 | TK-800a 200 ~ 300A Thermal O/L Relay |  | 513.77
| 821073 | TK-800a 260 ~ 400A Thermal O/L Relay | TC 500-800 | 513.77
| 821080 | TK-800a 400 ~ 600A Thermal O/L Relay |  | 513.77
| 821097 | TK-800a 520 ~ 800A Thermal O/L Relay |  | 513.77
CONTACTORS
Contactor Relays AC Voltage
| Item | Description | Continous | Price
| Code |  | Current 16A (Ith)
| 821103 | TR-22 AC 24V 2NO2NC Control Relay |  | 28.24
| 821110 | TR-22 AC 48V 2NO2NC Control Relay |  | 28.24
| 821127 | TR-22 AC 100V 2NO2NC Control Relay |  | 28.24
| 821134 | TR-22 AC 110V 2NO2NC Control Relay |  | 28.24
| 821141 | TR-22 AC 120V 2NO2NC Control Relay |  | 28.24
| 821158 | TR-22 AC 200V 2NO2NC Control Relay |  | 28.24
| 821165 | TR-22 AC 220V 2NO2NC Control Relay |  | 28.24
| 821172 | TR-22 AC 230V 2NO2NC Control Relay | 2NO2NC | 28.24
| 821189 | TR-22 AC 240V 2NO2NC Control Relay |  | 28.24
| 821196 | TR-22 AC 380V 2NO2NC Control Relay |  | 28.24
| 821202 | TR-22 AC 400V 2NO2NC Control Relay |  | 28.24
| 821219 | TR-22 AC 415V 2NO2NC Control Relay |  | 28.24
| 821226 | TR-22 AC 440V 2NO2NC Control Relay |  | 28.24
| 821233 | TR-22 AC 500V 2NO2NC Control Relay |  | 28.24
| 821240 | TR-22 AC 550V 2NO2NC Control Relay |  | 28.24
| 821257 | TR-4 AC 24V 4NO Control Relay |  | 28.24
| 821264 | TR-4 AC 48V 4NO Control Relay |  | 28.24
| 821271 | TR-4 AC 100V 4NO Control Relay |  | 28.24
| 821288 | TR-4 AC 110V 4NO Control Relay |  | 28.24
| 821295 | TR-4 AC 120V 4NO Control Relay |  | 28.24
| 821301 | TR-4 AC 200V 4NO Control Relay |  | 28.24
| 821318 | TR-4 AC 220V 4NO Control Relay |  | 28.24
| 821325 | TR-4 AC 230V 4NO Control Relay |  | 28.24
| 821332 | TR-4 AC 240V 4NO Control Relay | 4NO | 28.24
| 821349 | TR-4 AC 380V 4NO Control Relay |  | 28.24
| 821356 | TR-4 AC 400V 4NO Control Relay |  | 28.24
| 821363 | TR-4 AC 440V 4NO Control Relay |  | 28.24
| 821370 | TR-4 AC 500V 4NO Control Relay |  | 28.24
| 821387 | TR-4 AC 550V 4NO Control Relay |  | 28.24
| 821394 | TR-4 AC 24V 3NO 1NC Control Relay |  | 28.24
| 821400 | TR-4 AC 48V 3NO 1NC Control Relay |  | 28.24
| 821417 | TR-4 AC 100V 3NO 1NC Control Relay |  | 28.24
| 821424 | TR-4 AC 110V 3NO 1NC Control Relay |  | 28.24
| 821431 | TR-4 AC 120V 3NO 1NC Control Relay | 3NO 1NC | 28.24
| 821448 | TR-4 AC 200V 3NO 1NC Control Relay |  | 28.24
| 821455 | TR-4 AC 220V 3NO 1NC Control Relay |  | 28.24
| 821462 | TR-4 AC 230V 3NO 1NC Control Relay |  | 28.24
| 821479 | TR-4 AC 240V 3NO 1NC Control Relay |  | 28.24
CONTACTORS
Contactor Relays AC Voltage
| Item Code | Description | Continous Current 16A (Ith) | Price
| 821486 | TR-4 AC 380V 3NO 1NC Control Relay |  | 28.24
| 821493 | TR-4 AC 400V 3NO 1NC Control Relay |  | 28.24
| 821509 | TR-4 AC 440V 3NO 1NC Control Relay |  | 28.24
| 821516 | TR-4 AC 500V 3NO 1NC Control Relay |  | 28.24
| 821523 | TR-4 AC 550V 3NO 1NC Control Relay |  | 28.24
| 821530 | TR-4 AC 24V 1NO 3NC Control Relay |  | 28.24
| 821547 | TR-4 AC 48V 1NO 3NC Control Relay |  | 28.24
| 821554 | TR-4 AC 100V 1NO 3NC Control Relay |  | 28.24
| 821561 | TR-4 AC 110V 1NO 3NC Control Relay |  | 28.24
| 821578 | TR-4 AC 120V 1NO 3NC Control Relay |  | 28.24
| 821585 | TR-4 AC 200V 1NO 3NC Control Relay |  | 28.24
| 821592 | TR-4 AC 220V 1NO 3NC Control Relay | 1NO 3NC | 28.24
| 821608 | TR-4 AC 230V 1NO 3NC Control Relay |  | 28.24
| 821615 | TR-4 AC 240V 1NO 3NC Control Relay |  | 28.24
| 821622 | TR-4 AC 380V 1NO 3NC Control Relay |  | 28.24
| 821639 | TR-4 AC 400V 1NO 3NC Control Relay |  | 28.24
| 821646 | TR-4 AC 440V 1NO 3NC Control Relay |  | 28.24
| 821653 | TR-4 AC 500V 1NO 3NC Control Relay |  | 28.24
| 821660 | TR-4 AC 550V 1NO 3NC Control Relay |  | 28.24
| 821677 | TR-4 AC 24V 4NC Control Relay |  | 28.24
| 821684 | TR-4 AC 48V 4NC Control Relay |  | 28.24
| 821691 | TR-4 AC100V 4NC Control Relay |  | 28.24
| 821707 | TR-4 AC 110V 4NC Control Relay |  | 28.24
| 821714 | TR-4 AC 120V 4NC Control Relay |  | 28.24
| 821721 | TR-4 AC 200V 4NC Control Relay |  | 28.24
| 821738 | TR-4 AC 220V 4NC Control Relay |  | 28.24
| 821745 | TR-4 AC 230V 4NC Control Relay | 4NC | 28.24
| 821752 | TR-4 AC 240V 4NC Control Relay |  | 28.24
| 821769 | TR-4 AC 380V 4NC Control Relay |  | 28.24
| 821776 | TR-4 AC 400V 4NC Control Relay |  | 28.24
| 821783 | TR-4 AC 440V 4NC Control Relay |  | 28.24
| 821790 | TR-4 AC 500V 4NC Control Relay |  | 28.24
| 821806 | TR-4 AC 550V 4NC Control Relay |  | 28.24
CONTACTORS
Contactor Relays DC Voltage
| Item Code | Description | Continous Current 16A (Ith) | Price
| 832970 | TR-22 DC12V 2NO 2NC Control Relay |  | 53.9286
| 832987 | TR-22 DC 20V 2NO 2NC Control Relay |  | 53.9286
| 832994 | TR-22 DC 24V 2NO 2NC Control Relay |  | 53.9286
| 833007 | TR-22 DC 48V 2NO 2NC Control Relay |  | 53.9286
| 833014 | TR-22 DC 60V 2NO 2NC Control Relay |  | 53.9286
| 833021 | TR-22 DC 80V 2NO 2NC Control Relay | 2NO 2NC | 53.9286
| 833038 | TR-22 DC 100V 2NO 2NC Control Relay |  | 53.9286
| 833045 | TR-22 DC 110V 2NO 2NC Control Relay |  | 53.9286
| 833052 | TR-22 DC 125V 2NO 2NC Control Relay |  | 53.9286
| 833069 | TR-22 DC 200V 2NO 2NC Control Relay |  | 53.9286
| 833076 | TR-22 DC 220V 2NO 2NC Control Relay |  | 53.9286
| 833083 | TR-22 DC 250V 2NO 2NC Control Relay |  | 53.9286
| 833090 | TR-4 DC 12V 4NO Control Relay |  | 53.9286
| 833106 | TR-4 DC 20V 4NO Control Relay |  | 53.9286
| 833113 | TR-4 DC 24V 4NO Control Relay |  | 53.9286
| 833120 | TR-4 DC 48V 4NO Control Relay |  | 53.9286
| 833137 | TR-4 DC 60V 4NO Control Relay |  | 53.9286
| 833144 | TR-4 DC 80V 4NO Control Relay |  | 53.9286
| 833151 | TR-4 DC100V 4NO Control Relay | 4NO | 53.9286
| 833168 | TR-4 DC110V 4NO Control Relay |  | 53.9286
| 833175 | TR-4 DC125V 4NO Control Relay |  | 53.9286
| 833182 | TR-4 DC200V 4NO Control Relay |  | 53.9286
| 833199 | TR-4 DC220V 4NO Control Relay |  | 53.9286
| 833205 | TR-4 DC250V 4NO Control Relay |  | 53.9286
| 833212 | TR-4 DC 12V 3NO 1NC Control Relay |  | 53.9286
| 833229 | TR-4 DC 20V 3NO 1NC Control Relay |  | 53.9286
| 833236 | TR-4 DC 24V 3NO 1NC Control Relay | 3NO 1NC | 53.9286
| 833243 | TR-4 DC 48V 3NO 1NC Control Relay |  | 53.9286
| 833250 | TR-4 DC 60V 3NO 1NC Control Relay |  | 53.9286
CONTACTORS
Contactor Relays DC Voltage
| Item Code | Description | Continous Current 16A (Ith) | Price
| 833267 | TR-4 DC 80V 3NO 1NC Control Relay |  | 53.9286
| 833274 | TR-4 DC 100V 3NO 1NC Control Relay |  | 53.9286
| 833281 | TR-4 DC 110V 3NO 1NC Control Relay |  | 53.9286
| 833298 | TR-4 DC 125V 3NO 1NC Control Relay | 3NO 1NC | 53.9286
| 833304 | TR-4 DC 200V 3NO 1NC Control Relay |  | 53.9286
| 833311 | TR-4 DC 220V 3NO 1NC Control Relay |  | 53.9286
| 833328 | TR-4 DC 250V 3NO 1NC Control Relay |  | 53.9286
| 833335 | TR-4 DC 12V 1NO 3NC Control Relay |  | 53.9286
| 833342 | TR-4 DC 20V 1NO 3NC Control Relay |  | 53.9286
| 833359 | TR-4 DC 24V 1NO 3NC Control Relay |  | 53.9286
| 833366 | TR-4 DC 48V 1NO 3NC Control Relay |  | 53.9286
| 833373 | TR-4 DC 60V 1NO 3NC Control Relay |  | 53.9286
| 833380 | TR-4 DC 80V 1NO 3NC Control Relay | 1NO 3NC | 53.9286
| 833397 | TR-4 DC 100V 1NO 3NC Control Relay |  | 53.9286
| 833403 | TR-4 DC 110V 1NO 3NC Control Relay |  | 53.9286
| 833410 | TR-4 DC 125V 1NO 3NC Control Relay |  | 53.9286
| 833427 | TR-4 DC 200V 1NO 3NC Control Relay |  | 53.9286
| 833434 | TR-4 DC 220V 1NO 3NC Control Relay |  | 53.9286
| 833441 | TR-4 DC 250V 1NO 3NC Control Relay |  | 53.9286
| 833458 | TR-4 DC 12V 4NC Control Relay |  | 53.9286
| 833465 | TR-4 DC 20V 4NC Control Relay |  | 53.9286
| 833472 | TR-4 DC 24V 4NC Control Relay |  | 53.9286
| 833489 | TR-4 DC 48V 4NC Control Relay |  | 53.9286
| 833496 | TR-4 DC 60V 4NC Control Relay |  | 53.9286
| 833502 | TR-4 DC 80V 4NC Control Relay | 4NC | 53.9286
| 833519 | TR-4 DC 100V 4NC Control Relay |  | 53.9286
| 833526 | TR-4 DC 110V 4NC Control Relay |  | 53.9286
| 833533 | TR-4 DC 125V 4NC Control Relay |  | 53.9286
| 833540 | TR-4 DC 200V 4NC Control Relay |  | 53.9286
| 833557 | TR-4 DC 220V 4NC Control Relay |  | 53.9286
| 833564 | TR-4 DC 250V 4NC Control Relay |  | 53.9286
CONTACTORS
Accessories
Adaptor Unit
| Item Code | Description | Applied Contactors | Price
| 822414 | TA-22SA Direct Adaptor Unit | for MMS connection | 8.92
| 822421 | TA-22SD Direct Adaptor Unit | for MMS connection | 8.92
| 822438 | TA-22HA Direct Adaptor Unit | for MMS connection | 8.92
| 822445 | TA-22HD Direct Adaptor Unit | for MMS connection | 8.92
| 822452 | TA-32SA Direct Adaptor Unit | for MMS connection | 10.79
| 822469 | TA-32SD Direct Adaptor Unit | for MMS connection | 10.79
| 822476 | TA-32HA Direct Adaptor Unit | for MMS connection | 10.79
| 822483 | TA-32HD Direct Adaptor Unit | for MMS connection | 10.79
| 822490 | TA-63A Direct Adaptor Unit | for MMS connection | 12.51
| 822506 | TA-63D Direct Adaptor Unit | for MMS connection | 12.51
| 822513 | TA-95A Direct Adaptor Unit | for MMS connection | 16.44
| 822520 | TA-95D Direct Adaptor Unit | for MMS connection | 16.44
Suppresors
| Item Code | Description | Applied Contactors | Price
| 822537 | TSS-1 SUPPRES'R AC 24-48V | TC-6a ~ TC-100a | 10.28
| 822544 | TSS-2 SUPPRES'R AC 100-125V | TC-6a ~ TC-100a | 10.28
| 822551 | TSS-3 SUPPRES'R AC 200-240V | TC-6a ~ TC-100a | 10.28
| 822568 | TSS-4 SUPPRES'R DC 24-48V | TC-6a ~ TC-100a | 10.28
| 822575 | TSS-5 SUPPRES'R DC 100-125V | TC-6a ~ TC-100a | 10.28
| 822582 | TSS-6 SUPPRES'R DC 200-220V | TC-6a ~ TC-100a | 10.28
| 822599 | TSS-11 SUPPRES'R AC/DC 24-48V | TC-6a ~ TC-100a | 10.28
| 822605 | TSS-12 SUPPRES AC/DC 100-125V | TC-6a ~ TC-100a | 10.28
| 822612 | TSS-13 SUPPRESR AC/DC 200-240V | TC-6a ~ TC-100a | 10.28
| 822629 | TSS-14 SUPPRESR AC/DC 380-440V | TC-6a ~ TC-100a | 10.28
| 822636 | TSS-22 SUPPRES'R AC 100-125V | TC-6a ~ TC-100a | 10.28
CONTACTORS
Accessories
Aux Contacts
| Item Code | Description | Applied Contactors |  | Price
|  |  | 3P | 4P
| 822650 | TSU-20 2NO Aux Contact Top | 9b ~ 150a | 6a ~ 85a | 7.71
| 822667 | TSU-11 1NO 1NC Aux Contact Top | 9b ~ 150a | 6a ~ 85a | 7.71
| 822674 | TSU-02 2NC Aux Contact Top | 9b ~ 150a | 6a ~ 85a | 7.71
| 822681 | TSU-40 4NO Aux Contact Top |  | 6a ~ 85a | 8.61
| 822698 | TSU-31 3NO1NC Aux Contact Top |  | 6a ~ 85a | 8.61
| 822704 | TSU-22 2NO 2NC Aux Contact Top |  | 6a ~ 85a | 8.61
| 822711 | TSU-13 1NO 3NC Aux Contact Top |  | 6a ~ 85a | 8.61
| 822728 | TSU-04 4NC Aux Contact Top |  | 6a ~ 85a | 8.61
| 822643 | TSU-01 1NO1NC Aux Contact Side | 6a ~ 150a | 6a ~ 18a | 7.71
| 801785 | Aux Contact Side 4 Pole |  | 22a ~ 85a | 7.71
| 822735 | TSU-100 1NO1NC Aux Contact Side | 185a ~ 800a | 100a ~ 800a | 10.28
| 822742 | TSU-100E 1NO1NC Aux Contact Side | 185a ~ 800a | 100a ~ 800a | 10.28
Interlocks
| Item Code | Description | Applied Contactors |  | Price
|  |  | 3P | 4P
| 822759 | Interlock Wiring Kit | 9b~22b |  | 7.84
| 822766 | Interlock Wiring Kit | 32a ~ 40a |  | 7.84
| 822773 | Interlock Wiring Kit | 50a ~ 63a |  | 15.07
| 822780 | Interlock Wiring Kit | 75a~100a |  | 24.7
| 822834 | TSR- 02 Interlock Unit | 9b ~ 150a | 6a ~ 18a | 16.73
| 801723 | TKA-9 4P Interlock |  | 22a ~ 85a | 16.73
| 822841 | TKA-180 Interlock | 185a ~ 400a | 100a ~ 400a | 48.16
| 822858 | TKA-600 3P Interlock Assy Horizontal | 500a ~ 800a |  | 548.97
| 822872 | TKA-600 4P Interlock Assy Horizontal |  | 500a ~ 800a | 548.97
| 822865 | TKA-600 3P Interlock Assy Vertical | 500a ~ 800a |  | 548.97
| 822889 | TKA-600 4P Interlock Assy Vertical |  | 500a ~ 800a | 548.97
CONTACTORS
Accessories
Delay Open Device
(Timer)
| Item Code | Description |  | Price
| 830891 | TKMT16N Delay Open AC 110~220V On | ON | 46.25
| 830884 | TKMT16N DelayOpen AC/DC 24~48V On | ON | 46.25
| 830914 | TKMT16O Delay Open AC 110~220V Off | OFF | 46.25
| 830907 | TKMT16O Delay Open AC/DC24~48V Off | OFF | 46.25
Capacitor Unit
| Item Code | Description | Applied Contactors | Price
| 822896 | TKM-9 Capacitor Unit | TC-9a ~ TC-40a | 20.87
| 831034 | TKM-50 Capacitor Unit New | TC-50a ~TC-65a | 31.05
| 831041 | TKM-75 Capacitor Unit New | TC-75a ~TC-100a | 31.05
Remote Reset
| Item Code | Description | Applied Contactors | Price
| 822919 | TSM-4R Remote Reset Unit | TK-32a ~ TK-95a 400mm | 62.22
| 822926 | TSM-5R Remote Reset Unit | TK-32a ~ TK-95a 500mm | 68.69
| 822933 | TSM-6R Remote Reset Unit | TK-32a ~ TK-95a 600mm | 75.07
Mounting Unit
| Item Code | Description | Applied Contactors | Price
| 822940 | TSZ-32 Mounting Unit | for Overload Relay TK-32a | 7.63
| 822957 | TSZ-63 Mounting Unit | for Overload Relay TK-63a | 9.12
| 822964 | TSZ-95 Mounting Unit | for Overload Relay TK-95a | 12.34
| 822971 | TSZ-150 Mounting Unit | for Overload Relay TK-150a | 20.42
Safety Cover
| Item Code | Description | Applied Contactors | Price
| 823237 | Safety Cover | TC(D)-9a ~ TC-85a | 1.1
| 823244 | Safety Cover | TC-185a ~ TC-800a | 1.1
CONTACTORS
Accessories
Terminal Covers
| Item Code | Description | Applied Contactors | Price
| 823251 | Main Terminal Cover 3P | TC-185a ~ TC-225a | 10.98
| 823268 | Main Terminal Cover 3P | TC-330a ~ TC-400a | 16.49
| 823275 | Main Terminal Cover 3P | TC-630a ~ TC-800a | 27.47
| 801693 | Main Terminal Cover 4P | TC-100a ~ TC-225a | 10.9824
| 801709 | Main Terminal Cover 4P | TC-330a ~ TC-400a | 16.4944
| Contact Terasaki | Main Terminal Cover 4P | TC-630a ~ TC-800a | 27.4768
Insulation Barrier
| Item Code | Description | Applied Contactors | Price
| 823305 | TKI-180 Insulation Barrier | TC-180a ~ TC-400a | 4.06
| 823312 | TKI-600 Insulation Barrier | TC-600a ~ TC-800a | 4.06
CONTACTORS
Accessories
Coils for 3 Pole
| Item Code | Description | Applied Contactors | Price
| 825477 | AC 24V 50/60Hz Coil |  | 12.85
| 825484 | AC 48V 50/60Hz Coil |  | 12.85
| 825491 | AC110V 50/60Hz Coi |  | 12.85
| 825507 | AC220V 50/60Hz Coil |  | 12.85
| 825514 | AC240V 50/60Hz Coil |  | 12.85
| 825521 | AC380V 50/60Hz Coil |  | 12.85
| 825538 | AC400V 50/60Hz Coil | TC-32~40a | 12.85
| 825545 | AC440V 50/60Hz Coil |  | 12.85
| 825552 | AC500V 50/60Hz Coil |  | 12.85
| 825569 | AC550V 50/60Hz Coil |  | 12.85
| 825576 | AC230V 50/60Hz Coil |  | 12.85
| 825583 | AC200V 50/60Hz Coil |  | 12.85
| 825590 | AC120V 50/60Hz Coil |  | 12.85
| 825606 | AC100V 50/60Hz Coil |  | 12.85
| 825613 | AC415V 50/60Hz Coil |  | 12.85
| 825620 | DC 12V Coil |  | 30.84
| 825637 | DC 24V Coil |  | 30.84
| 825644 | DC 48V Coil |  | 30.84
| 825651 | DC 100V Coil |  | 30.84
| 825668 | DC 110V Coil | TD-32~40a | 30.84
| 825675 | DC 125V Coil |  | 30.84
| 825682 | DC 200V Coil |  | 30.84
| 825699 | DC 220V Coil |  | 30.84
| 825705 | DC 250V Coil |  | 30.84
| 825712 | DC 20V Coil |  | 30.84
| 825729 | DC 60V Coil |  | 30.84
| 825736 | DC 80V Coil |  | 30.84
| 826054 | AC 24V 50/60Hz Coil |  | 20.56
| 826061 | AC 48V 50/60Hz Coil |  | 20.56
| 826078 | AC110V 50/60Hz Coil |  | 20.56
| 826085 | AC220V 50/60Hz Coil |  | 20.56
| 826092 | AC240V 50/60Hz Coil |  | 20.56
| 826108 | AC380V 50/60Hz Coil | TC-50a~65a | 20.56
| 826115 | AC400V 50/60Hz Coil |  | 20.56
| 826122 | AC440V 50/60Hz Coil |  | 20.56
| 826139 | AC500V 50/60Hz Coil |  | 20.56
| 826146 | AC550V 50/60Hz Coil |  | 20.56
| 826153 | AC230V 50/60Hz Coil |  | 20.56
| 826160 | AC200V 50/60Hz Coil |  | 20.56
| 826177 | AC120V 50/60Hz Coil |  | 20.56
| 826184 | AC100V 50/60Hz Coil |  | 20.56
| 826191 | AC415V 50/60Hz Coil |  | 20.56
CONTACTORS
Accessories
Coils for 3 Pole
| Item Code | Description | Applied Contactors | Price
| 826207 | DC 12V Coil |  | 41.09
| 826214 | DC 24V Coil |  | 41.09
| 826221 | DC 48V Coil |  | 41.09
| 826238 | DC100V Coil |  | 41.09
| 826245 | DC 110V Coil |  | 41.09
| 826252 | DC 125V Coil | TD-50a~65a | 41.09
| 826269 | DC 200V Coil |  | 41.09
| 826276 | DC 220V Coil |  | 41.09
| 826283 | DC 250V Coil |  | 41.09
| 826290 | DC 20V Coil |  | 41.09
| 826306 | DC 60V Coil |  | 41.09
| 826313 | DC 80V Coil |  | 41.09
| 826634 | AC24V 50/60Hz Coil |  | 20.56
| 826641 | AC48V 50/60Hz Coil | TC-75a~100 | 20.56
| 826658 | AC110V 50/60Hz Coil |  | 20.56
| Item Code | Description | Applied Contactors | Price
| 826665 | AC220V 50/60Hz Coil |  | 20.56
| 826672 | AC240V 50/60Hz Coil |  | 20.56
| 826689 | AC380V 50/60Hz Coil |  | 20.56
| 826696 | AC400V 50/60Hz Coil |  | 20.56
| 826702 | AC440V 50/60Hz Coil | TC-75a~100 | 20.56
| 826719 | AC500V 50/60Hz Coil |  | 20.56
| 826726 | AC550V 50/60Hz Coil |  | 20.56
| 826733 | AC230V 50/60Hz Coil |  | 20.56
| 826740 | AC200V 50/60Hz Coil |  | 20.56
| 826757 | AC120V 50/60Hz Coil |  | 20.56
| 826764 | AC100V 50/60Hz Coil |  | 20.56
| 826771 | AC415V 50/60Hz Coil |  | 20.56
| 826788 | DC 12V Coil |  | 41.09
| 826795 | DC 24V Coil |  | 41.09
| 826801 | DC 48V Coil |  | 41.09
| 826818 | DC 100V Coil |  | 41.09
| 826825 | DC 110V Coil |  | 41.09
| 826832 | DC 125V Coil | TD-75a~100 | 41.09
| 826849 | DC 200V Coil |  | 41.09
| 826856 | DC 220V Coil |  | 41.09
| 826863 | DC 250V Coil |  | 41.09
| 826870 | DC 20V Coil |  | 41.09
| 826887 | DC 60V Coil |  | 41.09
| 826894 | DC 80V Coil |  | 41.09
CONTACTORS
Accessories
Coils for 3 Pole
| Item Code | Description | Applied Contactors | Price
| 827211 | AC 220~240V Coil |  | 101.72
| 827228 | AC 24V Coil |  | 101.72
| 827235 | AC 48V Coil |  | 101.72
| 827242 | AC 110~120V Coil | TC-150 | 101.72
| 827259 | AC 300V Coil |  | 101.72
| 827266 | AC 400~440V Coil |  | 101.72
| 827273 | AC 500V Coil |  | 101.72
| 827280 | DC 24V Coil |  | 112.52
| 827297 | DC 48V Coil | TC-150 | 112.52
| 827303 | DC 110V Coil |  | 112.52
| 827310 | DC 220V Coil |  | 112.52
| 827327 | AC 300V Coil |  | 112.52
| 827334 | AC 400V Coil |  | 112.52
| 827341 | AC 500V Coil |  | 112.52
| 827358 | AC/DC 24V Coil | TC-185a ~ 225a | 112.52
| 827365 | AC/DC 48V Coil |  | 112.52
| 827372 | AC/DC100~240V Coil |  | 112.52
| 827389 | AC/DC100~240V Coil |  | 215.78
| 827396 | AC 300V Coil |  | 215.78
| 827402 | AC 400V Coil | TC-265a ~ 400a | 215.78
| 827419 | AC 500V Coil |  | 215.78
| 827426 | AC/DC 200V Coil |  | 359.62
| 827433 | AC/DC 100V Coil |  | 359.62
| 827440 | AC 300V Coil | TC-500a ~ 800a | 359.62
| 827457 | AC 400V Coil |  | 359.62
| 827464 | AC 500V Coil |  | 359.62
| 827822 | AC 24V 50/60Hz Coil |  | 19.27
Coils for 4 Pole
| Item Code | Description | Applied Contactors | Price
| 827839 | AC 48V 50/60Hz Coil |  | 19.27
| 827846 | AC 110V 50/60Hz Coil |  | 19.27
| 827853 | AC 220V 50/60Hz Coil |  | 19.27
| 827860 | AC 240V 50/60Hz Coil |  | 19.27
| 827877 | AC 380V 50/60Hz Coil |  | 19.27
| 827884 | AC 400V 50/60Hz Coil | TC-6a ~ 22b | 19.27
| 827891 | AC 440V 50/60Hz Coil |  | 19.27
| 827907 | AC 500V 50/60Hz Coil |  | 19.27
| 827914 | AC 550V 50/60Hz Coil |  | 19.27
CONTACTORS
Accessories
Coils for 4 Pole
| Item Code | Description | Applied Contactors | Price
| 827921 | AC 230V 50/60Hz Coil |  | 19.27
| 827938 | AC 200V 50/60Hz Coil |  | 19.27
| 827945 | AC 120V 50/60Hz Coil | TC-6a ~ 22b | 19.27
| 827952 | AC 100V 50/60Hz Coil |  | 19.27
| 827969 | AC 415V 50/60Hz Coil |  | 19.27
| 827976 | AC 460V 50/60Hz |  | 19.27
| 827983 | AC 220V 50/60Hz Low Coil |  | 19.27
| 833571 | DC 12V Coil |  | 46.2488
| 833588 | DC 24V Coil |  | 46.2488
| 833595 | DC 48V Coil |  | 46.2488
| 833601 | DC 100V Coil |  | 46.2488
| 830884 | DC 110V Coil |  | 46.25
| 830891 | DC 125V Coil | TD-6a~22b | 46.25
| 830907 | DC 200V Coil |  | 46.2488
| 830914 | DC 220V Coil |  | 46.25
| 830921 | DC 250V Coil |  | 46.25
| 830938 | DC 20V Coil |  | 46.25
| 830945 | DC 60V Coil |  | 46.25
| 830952 | DC 80V Coil |  | 46.25
| 828119 | AC 24V 50/60Hz Coil 4P |  | 19.27
| 828126 | AC 48V 50/60Hz Coil 4P |  | 19.27
| 828133 | AC 100V 50/60Hz Coil 4P |  | 19.27
| 828140 | AC 110V 50/60Hz Coil 4P |  | 19.27
| 828157 | AC 200V 50/60Hz Coil 4P |  | 19.27
| 828164 | AC 220V 50/60Hz Coil 4P |  | 19.27
| 828171 | AC 230V 50/60Hz Coil 4P | TC-22a~40a | 19.27
| 828188 | AC 240V 50/60Hz Coil 4P |  | 19.27
| 828195 | AC 380V 50/60Hz Coil 4P |  | 19.27
| 828201 | AC 400V 50/60Hz Coil 4P |  | 19.27
| 828218 | AC 415V 50/60Hz Coil 4P |  | 19.27
| 828225 | AC 440V 50/60Hz Coil 4P |  | 19.27
| 828232 | AC 500V 50/60Hz Coil 4P |  | 19.27
| 828249 | AC 550V 50/60Hz Coil 4P |  | 19.27
| 828546 | DC 12V Coil |  | 46.25
| 828553 | DC 20V Coil |  | 46.25
| 828560 | DC 24V Coil |  | 46.25
| 828577 | DC 48V Coil |  | 46.25
| 828584 | DC 60V Coil |  | 46.25
| 828591 | DC 80V Coil | TD-22a~40a 4P | 46.25
| 828607 | DC 100V Coil |  | 46.25
| 828614 | DC 110V Coil |  | 46.25
| 828621 | DC 125V Coil |  | 46.25
| 828638 | DC 200V Coil |  | 46.25
| 828645 | DC 220V Coil |  | 46.25
| 828652 | DC 250V Coil |  | 46.25
CONTACTORS
Accessories
Coils for 4 Pole
| Item Code | Description | Applied Contactors | Price
| 828669 | AC 24V 50/60Hz Coil 4P |  | 30.84
| 828676 | AC 48V 50/60Hz Coil 4P |  | 30.84
| 828683 | AC 110V 50/60Hz Coil 4P |  | 30.84
| 828690 | AC 120V 50/60Hz Coil 4P |  | 30.84
| 828706 | AC 220V 50/60Hz Coil 4P |  | 30.84
| 828713 | AC 230V 50/60Hz Coil 4P |  | 30.84
| 828720 | AC 240V 50/60Hz Coil 4P | TC-50a~85a | 30.84
| 828737 | AC 380V 50/60Hz Coil 4P |  | 30.84
| 828744 | AC 400V 50/60Hz Coil 4P |  | 30.84
| 828751 | AC 415V 50/60Hz Coil 4P |  | 30.84
| 828768 | AC 440V 50/60Hz Coil 4P |  | 30.84
| 828775 | AC 500V 50/60Hz Coil 4P |  | 30.84
| 828782 | AC 550V 50/60Hz Coil 4P |  | 30.84
Coils for 4 Pole
| Item Code | Description | Applied Contactors | Price
| 829048 | DC 12V EXP Coil |  | 61.65
| 829062 | DC 20V EXP Coil |  | 61.65
| 829086 | DC 24V EXP Coil |  | 61.65
| 829109 | DC 48V EXP Coil |  | 61.65
| 829123 | DC 60V EXP |  | 61.65
| 829147 | DC 80V EXP Coil |  | 61.65
| 829161 | DC 100V EXP | TD-50a~85a 4P | 61.65
| 829185 | DC 110V EXP Coil |  | 61.65
| 829208 | DC 125V Coil EXP |  | 61.65
| 829222 | DC 200V Coil EXP |  | 61.65
| 829246 | DC 220V Coil EXP |  | 61.65
| 829260 | DC 250V Coil EXP |  | 61.65
| 829277 | AC/DC 100~240V |  | 172.62
| 829284 | AC/DC 24V Coil |  | 172.62
| 829291 | AC/DC 48V Coil | TC-100a~225a 4P | 172.62
| 829307 | AC 300V Coil |  | 172.62
| 829314 | AC 400V Coil |  | 172.62
| 829321 | AC 500V Coil |  | 172.62
| 829338 | AC 110V |  | 172.62
| 829345 | AC 220V |  | 172.62
| 829352 | AC 400V |  | 172.62
| 829369 | AC 110V | TC-100a~225a 4P c/w LED | 172.62
| 829376 | AC 220V |  | 172.62
| 829383 | AC 400V |  | 172.62
CONTACTORS
Accessories
Coils for 4 Pole
| Item Code | Description | Applied Contactors | Price
| 829390 | AC/DC 100~240V |  | 323.67
| 829406 | AC 300V Coil |  | 323.67
| 829413 | AC 400V Coil | TC-265a~400a 4P | 323.67
| 829420 | AC 500V Coil |  | 323.67
| 829437 | AC 110V |  | 323.67
| 829444 | AC 220V |  | 323.67
| 829451 | AC 400V | TC-265a~400a 4P c/w LED | 323.67
| 829468 | AC 110V |  | 323.67
| 829475 | AC 220V |  | 323.67
| 829482 | AC 400V |  | 323.67
| 829499 | Coil Auxilliary | TC-500a~800a 4P | 539.46
| 829505 | AC/DC 100V |  | 539.46
| 829512 | AC/DC 200V |  | 539.46
| 829529 | AC 300V | TC-500a~800a 4P | 539.46
| 829536 | AC 400V |  | 539.46
| 829543 | AC 500V |  | 539.46
| 829550 | AC 110V |  | 539.46
| 829567 | AC 220V | TC-500a~800a 4P LED | 539.46
| 829574 | AC 400V |  | 539.46
| 829581 | AC/DC 100V |  | 539.46
| 829598 | AC/DC 200V |  | 539.46
| 829604 | AC 300V |  | 539.46
| 829611 | AC 400V | TC-500a~800a 4P | 539.46
| 829628 | AC 500V |  | 539.46
| 829635 | DC 70~110V |  | 539.46
| 829642 | AC 110V |  | 539.46
| 829659 | AC 220V | TC-500a~800a 4P LED | 539.46
| 829666 | AC 400V |  | 539.46

## Power Factor Correction
Protection and Distribution 1A to 6300A
POWER FACTOR CORRECTION
Modular Equipment
Modular Tray with Busbar System
Code | Description | Stage Kvar | Step | Total
ECCT40125 | 25Kvar 400V 50Hz Mod Unit | 25 | 1 | 25
ECCT40150 | 50Kvar 400V 50Hz Mod Unit | 50 | 1 | 50
ECCT40225 | 50Kvar 400V 50Hz Mod Unit | 25 | 2 | 50
ECCT40250 | 100Kvar 400V 50Hz Mod Unit | 50 | 2 | 100
ECCT40325 | 75Kvar 400V 50Hz Mod Unit | 25 | 3 | 75
ECCT40425 | 100Kvar 400V 50Hz Mod Unit | 25 | 4 | 100
Other voltages available on request: 480V, 525V (Contactor Coils Std 400V)
Code | Description | Stage Kvar | Step | Total
ECCT44130 | 30Kvar 440V 50Hz Mod Unit | 30 | 1 | 30
ECCT44160 | 60Kvar 440V 50Hz Mod Unit | 60 | 1 | 60
ECCT44230 | 60Kvar 440V 50Hz Mod Unit | 30 | 2 | 60
ECCT44260 | 120Kvar 440V 50Hz Mod Unit | 60 | 2 | 120
ECCT44330 | 90Kvar 440V 50Hz Mod Unit | 30 | 3 | 90
ECCT44430 | 120Kvar 440V 50Hz Mod Unit | 30 | 4 | 120
Other voltages available on request: 480V, 525V (Contactor Coils Std 400V)
Modular Tray without Busbar System
Code | Description | Stage Kvar | Step | Total
ECCTX40125 | 25Kvar 400V 50Hz Mod Unit | 25 | 1 | 25
ECCTX40150 | 50Kvar 400V 50Hz Mod Unit | 50 | 1 | 50
ECCTX40225 | 50Kvar 400V 50Hz Mod Unit | 25 | 2 | 50
ECCTX40250 | 100Kvar 400V 50Hz Mod Unit | 50 | 2 | 100
ECCTX40325 | 75Kvar 400V 50Hz Mod Unit | 25 | 3 | 75
Other voltages available on request: 480V, 525V (Contactor Coils Std 400V)
Code | Description | Stage Kvar | Step | Total
ECCTX44130 | 30Kvar 440V 50Hz Mod Unit | 30 | 1 | 30
ECCTX44160 | 60Kvar 440V 50Hz Mod Unit | 60 | 1 | 60
ECCTX44230 | 60Kvar 440V 50Hz Mod Unit | 30 | 2 | 60
ECCTX44260 | 120Kvar 440V 50Hz Mod Unit | 60 | 2 | 120
ECCTX44330 | 90Kvar 440V 50Hz Mod Unit | 30 | 3 | 90
Other voltages available on request: 480V, 525V (Contactor Coils Std 400V)
POWER FACTOR CORRECTION
Modular Equipment
Modular Tray with Busbar System and Reactors
Code | Description | Stage Kvar | Step | Total
ECCTF40112 | 12.5Kvar 400V 50Hz Mod Unit | 12.5 | 1 | 12.5
ECCTF40212 | 25Kvar 400V 50Hz Mod Unit | 12.5 | 2 | 25
ECCTF40125 | 25Kvar 400V 50Hz Mod Unit | 25 | 1 | 25
ECCTF40150 | 50Kvar 400V 50Hz Mod Unit | 50 | 1 | 50
(Contactor Coils Std 400V)
ECCTF44112 | 12.5Kvar 440V 50Hz Mod Unit | 12.5 | 1 | 12.5
ECCTF44212 | 25Kvar 440V 50Hz Mod Unit | 12.5 | 2 | 25
ECCTF44125 | 25Kvar 440V 50Hz Mod Unit | 25 | 1 | 25
ECCTF44150 | 50Kvar 440V 50Hz Mod Unit | 50 | 1 | 50
(Contactor Coils Std 400V)
Narrow Modular Tray
Code | Description | Stage Kvar | Step | Total
ECCTT40125 | 25Kvar 400V 50Hz Mod Unit | 25 | 1 | 25
ECCTT40150 | 50Kvar 400V 50Hz Mod Unit | 50 | 1 | 50
Other voltages available on request: 415V, 440V, 480V, 525V (Contactor Coils Std 400V)
Control Regulators
Code | Description | Stage Kvar
ECEPF6T | 6 Stage PFC Control Relay | 6
ECEPF12T | 12 Stage PFC Control Relay | 12
POWER FACTOR CORRECTION
Stand Alone Equipment
Automatic Freestanding Version with Door Interlock
Code | Description | Stage Kvar | Step | Total
ECERA14012 | 125Kvar 400V 50Hz Equipment | 25/50 | 5 | 125
ECERA14015 | 150Kvar 400V 50Hz Equipment | 25/50 | 6 | 150
ECERA14017 | 175Kvar 400V 50Hz Equipment | 25/50 | 7 | 175
ECERA14020 | 200Kvar 400V 50Hz Equipment | 25/50 | 8 | 200
ECERA24022 | 225Kvar 400V 50Hz Equipment | 25/50 | 9 | 225
ECERA24025 | 250Kvar 400V 50Hz Equipment | 25/50 | 10 | 250
ECERA24027 | 275Kvar 400V 50Hz Equipment | 25/50 | 11 | 275
ECERA24030 | 300Kvar 400V 50Hz Equipment | 25/50 | 12 | 300
ECERA34032 | 325Kvar 400V 50Hz Equipment | 25/50 | 13 | 325
ECERA34035 | 350Kvar 400V 50Hz Equipment | 25/50 | 14 | 350
ECERA34040 | 400Kvar 400V 50Hz Equipment | 25/50 | 16 | 400
Other voltages available on request: 415V, 440V, 480V, 525V (bottom entry as standard)
Automatic Freestanding Version with Reactors and Door Interlock
Code | Description | Stage Kvar | Step | Total
ECERAF4010 | 100Kvar 400V 50Hz Equipment | 25/50 | 4 | 100
ECERAF4015 | 150Kvar 400V 50Hz Equipment | 25/50 | 6 | 150
ECERAF4020 | 200Kvar 400V 50Hz Equipment | 25/50 | 8 | 200
ECERAF4025 | 250Kvar 400V 50Hz Equipment | 50 | 5 | 250
ECERAF4030 | 300Kvar 400V 50Hz Equipment | 50 | 6 | 300
ECERAF4035 | 350Kvar 400V 50Hz Equipment | 50 | 7 | 350
ECERAF4040 | 400Kvar 400V 50Hz Equipment | 50 | 8 | 400
ECERAF4045 | 450Kvar 400V 50Hz Equipment | 50 | 9 | 450
ECERAF4050 | 500Kvar 400V 50Hz Equipment | 50 | 10 | 500
Other voltages available on request: 415V, 440V, 480V, 525V (bottom entry as standard)
POWER FACTOR CORRECTION
Wall Mounted Equipment
Code | Description | Stage Kvar | Step | Total
ECRGT4020 | 20Kvar 400V 50Hz Equipment | 20 | 1 | 20
ECRGT4025 | 25Kvar 400V 50Hz Equipment | 25 | 1 | 25
ECRGT4030 | 30Kvar 400V 50Hz Equipment | 30 | 1 | 30
ECRGT4040 | 40Kvar 400V 50Hz Equipment | 40 | 1 | 40
ECRGT4050 | 50Kvar 400V 50Hz Equipment | 50 | 1 | 50
ECRGT4060 | 60Kvar 400V 50Hz Equipment | 60 | 1 | 60
ECRGT4070 | 70Kvar 400V 50Hz Equipment | 70 | 1 | 70
Other voltages available on request: 415V, 440V, 480V, 525V
Automatic Version
Code | Description | Stage Kvar | Step | Total
ECRG14007 | 7.5Kvar 400V 50Hz Equipment | 2.5/5 | 3 | 7.5
ECRG14012 | 12.5Kvar 400V 50Hz Equipment | 2.5/5 | 5 | 12.5
ECRG14017 | 17.5Kvar 400V 50Hz Equipment | 2.5/5/10 | 7 | 17.5
ECRG14020 | 20Kvar 400V 50Hz Equipment | 5/10 | 4 | 20
ECRG14025 | 25Kvar 400V 50Hz Equipment | 5/10 | 5 | 25
ECRG14030 | 30Kvar 400V 50Hz Equipment | 5/10 | 6 | 30
ECRG14035 | 35Kvar 400V 50Hz Equipment | 5/10 | 7 | 35
ECRG14050 | 50Kvar 400V 50Hz Equipment | 5/10 | 5 | 50
Other voltages available on request: 415V, 440V, 480V, 525V
Automatic Version with Door Interlock
Code | Description | Stage Kvar | Step | Total
ECRG24060 | 60Kvar 400V 50Hz Equipment | 10/20 | 6 | 60
ECRG24070 | 70Kvar 400V 50Hz Equipment | 10/20 | 7 | 70
ECRG24080 | 80Kvar 400V 50Hz Equipment | 20 | 4 | 80
ECRG24100 | 100Kvar 400V 50Hz Equipment | 20 | 5 | 100
ECRG24125 | 125Kvar 400V 50Hz Equipment | 25 | 5 | 125
ECRG24150 | 150Kvar 400V 50Hz Equipment | 25 | 6 | 150
ECRG24175 | 175Kvar 400V 50Hz Equipment | 25 | 7 | 175
Other voltages available on request: 415V, 440V, 480V, 525V
POWER FACTOR CORRECTION
Loose Components
PRM - CAPACITORS
The self-healing capacitors in the PRM series consist of a single-phase element made of metallised polypropylene film and are in a
cylindrical casing of extruded aluminium, with a fixing spigot M12 x 12 mm. (IEC 60831-1/2 operation voltage fluctuations +10%)
Discharge resistors (75 V within 1 min)
Type | Description | Dimensions
ECPRM4025 | 2.5 KVAR 400V 50HZ 1PH | ø = 60, H = 135
ECPRM4033 | 3.33 KVAR 400V 50HZ 1PH | ø = 60, H = 135
ECPRM4041 | 4.16 KVAR 400V 50HZ 1PH | ø = 60, H = 135
Other voltages available on request: 415V, 440V, 480V, 525V
PRT - CAPACITORS
The self-healing capacitors in the PRT series consist of three single-phase elements made of metallised polypropylene film at high
gradient with a delta connection and in a cylindrical casing of extruded aluminium, with a fixing spigot
M12 x 12 mm used to earth the capacitor. (IEC 60831-1/2 operation voltage fluctuations +10%)
Discharge resistors (75 V within 1 min)
Type | Description | Dimensions
ECPRT4002 | 2.5 KVAR 400V 50HZ 3PH | ø = 75, H = 163
ECPRT4003 | 3.0 KVAR 400V 50HZ 3PH | ø = 75, H = 163
ECPRT4004 | 4.0 KVAR 400V 50HZ 3PH | ø = 75, H = 163
ECPRT4005 | 5.0 KVAR 400V 50HZ 3PH | ø = 75, H = 163
ECPRT4007 | 7.5 KVAR 400V 50HZ 3PH | ø = 75, H = 163
ECPRT4010 | 10.0 KVAR 400V 50HZ 3PH | ø = 75, H = 201
ECPRT4012 | 12.5 KVAR 400V 50HZ 3PH | ø = 75, H = 238
ECPRT4015 | 15.0 KVAR 400V 50HZ 3PH | ø = 85, H = 201
ECPRT4020 | 20.0 KVAR 400V 50HZ 3PH | ø = 85, H = 238
ECPRT4025 | 25.0 KVAR 400V 50HZ 3PH | ø = 85, H = 238
ECPRT4050 | 50.0 KVAR 400V 50HZ 3PH | ø = 120, H = 280
Other voltages available on request: 415V, 440V, 480V, 525V
POWER FACTOR CORRECTION
Loose Components
REACTORS
Three-phase harmonic block REACTOR with high linearity, designed and sized for a high harmonic load and tuned to the capacitors.
Tuning frequency of 189Hz suitable for harmonic distortion up to the 7th harmonic.
Capacitors used with reactors require a higher operational voltage and Kvar due to resonant frequency.
Type | Description
ECRA4012 | 12.5 KVAR 400V 50HZ REACTOR
ECRA4025 | 25 KVAR 400V 50HZ REACTOR
ECRA4050 | 50 KVAR 400V 50HZ REACTOR
Other voltages available on request: 415V, 440V, 480V, 525V

## TemProtect Earth Leakage Protec
Protection and Distribution 1A to 6300A
EARTH LEAKAGE PROTECTION
TemProtect
ELR-1E Panel Mount Relay
(CT must be ordered separately)
Code | Description
601110003 | 110/240/415 VAC
ELRC-1 with Built in CT
Code | Description
601101003 | 35mm, 110/240/415 VAC
601102003 | 60mm, 110/240/415 VAC
601103003 | 80mm, 110/240/415 VAC
601104003 | 110mm, 110/110/240/415 VAC
ELR-3C Din Modular
Code | Description
601130003 | 110/240/415 VAC
Trip Supervision Relays (TCS)
Code | Description
611310113 | TCS-2/110/240/415 VAC
Multiplying CT
Code | Description
601210000 | CT1M-External Multiplier
(x10 sensitivity)
EARTH LEAKAGE PROTECTION
TemProtect
Standard CTs for ELR-1E
Code | Description
621401000 | CT-1/35mm
621402000 | CT-1/60mm
621403000 | CT-1/80mm
621404000 | CT-1/110mm
621405000 | CT-1/210mm
621406000 | CT-1/415mm
621414000 | CTA-1/110mm
621415000 | CTA-1/210mm
Remote Indication and Reset Device
Code | Description
601200000 | Auxiliary remote control
Mounting Accessories
Code | Description
631501000 | ELRC-1 COVER 100mm
631501054 | ELR IP54 COVER
Code

## TemMeasure Multimeters
Protection and Distribution 1A to 6300A
MULTIMETERS & ANALYSERS
TemMeasure
| Code | Description
| 631201012 | TEMM-R4-HP Multimeter (380-415Vac)
| 631201013 | TEMM-R4 Multimeter with 485 (380-415Vac)
| Code | Description
| 631102190 | TEMA 90 - Analyser
| 631102191 | TEMA 90H - Analyser (Harmonics)
NRG Software
| Code | Description
| 631300002 | NRG 2 Software
| 631300004 | NRG 4 Software
| 631300008 | NRG 8 Software
| 631300016 | NRG 16 Software
| 631300032 | NRG 32 Software
| 631300064 | NRG 64 Software
| 631300028 | NRG 128 Software